## Projects
Utility-scale solar projects report from Wiki-Solar
| Prepared exclusively for: | [Sample] |  |  |  | *** This is only an extract to illustrate contents, format and coverage ***
Operating and planned utility-scale solar power stations Worldwide
Supra format
Project data |  | See 'Participants' sheet for companies involved and 'Technology' sheet for subsystem and technology data.
See key to notes and other terms at the bottom of this sheet from row 410
Country | Province | Proj ref. | Pt-ID | Type | Project name | Online | N9 | Status | Pt-Stat | MWac | N1 | Subtotal | MWp | N2 | GWh/yr | N3 | Eq hos | N4 | tCO2/yr | N5 | Eq Cars | N6 | Ha. | N7 | Location | Coordinates | NC | Map | Land use | Website | Image | Notes
~100 rows of data
Argentina | San Juan | Pm76548 | 76548 | 811 | Ullum | Dec-20 |  | Active | A | 203.7 | A | 0 | 259.4 | B | [10 empty] | Villa Ibáñez, Ullúm, San Juan, ARGENTINA | -31.344,-68.666 | N | <view | Scrubland |  |  | Part of project Ullum comprising 6 phases totalling: 203.7 MWAC; 259.7 MWp.
Argentina | San Juan | ph76549 | 76549 | 811 | Ullum I | Jun-19 |  | Active | A | 1.7 |  | 1.7 | 2.38 | C | [8 empty] | 6.8 |  | Villa Ibáñez, Ullúm, San Juan, ARGENTINA | -31.3887,-68.6753 | M | view | Desert
Argentina | San Juan | ph76550 | 76550 | 811 | Ullum III | Dec-18 |  | Active | A | 32 |  | 32 | 41.9 | C | [8 empty] | 64.9 |  | Villa Ibáñez, Ullúm, San Juan, ARGENTINA | -31.335,-68.673 | M | view | Scrubland
Argentina | San Juan | ph72501 | 72501 | 811 | Ullum IV | Jun-19 |  | Active | A | 20 |  | 20 | 28 | C | [8 empty] | 48.5 |  | Villa Ibáñez, Ullúm, San Juan, ARGENTINA | -31.387,-68.679 | M | view | Desert
Argentina | San Juan | ph76551 | 76551 | 811 | Ullum VI | Dec-18 |  | Active | A | 25 |  | 25 | 36.2 | C | [8 empty] | 70.8 |  | Villa Ibáñez, Ullúm, San Juan, ARGENTINA | -31.336,-68.667 | M | view | Scrubland
Argentina | San Juan | ph72503 | 72503 | 811 | Ullum VII | Dec-18 |  | Active | A | 25 |  | 25 | 36.2 | C | [8 empty] | 67.5 |  | Villa Ibáñez, Ullúm, San Juan, ARGENTINA | -31.344,-68.666 | M | view | Scrubland
Argentina | San Juan | ph71208 | 71208 | 811 | Ullum X | Dec-20 | E | Building | B | 100 |  | 100 | 115 | [11 empty] | Villa Ibáñez, Ullúm, San Juan, ARGENTINA | -31.36,-68.665 |  | plan
Argentina | San Luis | Pj72494 | 72494 | 811 | Caldenes del Oeste | Sep-18 |  | Active | A | 22.8 | C | 22.8 | 30 |  | 24.75 |  | 17000 | [5 empty] | 66.7 |  | San Luis, San Luis, ARGENTINA | -33.296,-66.387 | M | view | Scrubland |  | photo
Argentina | San Luis | Pj72506 | 72506 | 811 | La Cumbre | Sep-19 |  | Active | A | 22 |  | 22 | 32.7 | [9 empty] | 79.2 |  | El Chorillo, San Luis, San Luis, ARGENTINA | -33.319,-66.171 | M | view | Scrubland
Argentina | San Luis | Pj65453 | 65453 | 811 | La Punta | 2019 | D | Active | A | 7.15 | C | 7.15 | 10 | [9 empty] | 21.1 |  | La Punta, San Luis, ARGENTINA | -33.186,-66.35 | M | view | Agricultural
Argentina | Santiago del Estero | Pj72165 | 72165 | 811 | Añatuya I | Dec-19 | E | Planned | C | 6 |  | 6 | 7.58 | C | [10 empty] | Añatuya, Santiago del Estero, ARGENTINA | -28.52,-62.905 | E
Argentina | Tucumán | Pj69340 | 69340 | 811 | Amaicha del Valle |  |  | Planned | C | 200 |  | 200 | 235 | [11 empty] | Amaicha del Valle, Tucumán, ARGENTINA | -26.605,-65.905 | E
Armenia | Gegharkunik | Pj69402 | 69402 | 811 | Masrik | Dec-20 | E | Planned | C | 55 |  | 55 | 62 |  | 150 |  | 21400 |  | 54000 |  |  |  | 100 |  | Masrik, Gegharkunik, ARMENIA | 40.24,45.82 | E |  |  | Info
Australia | Australian Capital Territory | Pj64058 | 64058 | 811 | Mount Majura | Q3-16 | D | Active | A | 4 |  | 4 | 4.74 | C | [8 empty] | 9.4 |  | Taylor, Canberra, Australian Capital Territory, AUSTRALIA | -35.236,149.197 | M | view | Agricultural
Australia | Australian Capital Territory | Pj62559 | 62559 | 811 | Mugga Lane | May-18 |  | Active | A | 13 |  | 13 | 15 |  | 24.5 |  | 3000 |  | 19200 |  |  |  | 34.8 |  | Canberra, Australian Capital Territory, AUSTRALIA | -35.4,149.145 | M | view | Agricultural |  | photo
Australia | Australian Capital Territory | Pj61321 | 61321 | 811 | Royalla | Sep-14 |  | Active | A | 20 |  | 20 | 24.1 |  | 37 |  | 4500 |  | 40000 |  |  |  | 46.7 |  | Royalla, Tuggeranong, Australian Capital Territory, AUSTRALIA | -35.49,149.143 | M | view | Agricultural |  | photo
Australia | Australian Capital Territory | Pj62560 | 62560 | 811 | Williamsdale | Dec-16 |  | Active | A | 7 |  | 7 | 11.18 |  | 12 |  | 2500 | [5 empty] | 30.7 |  | Williamsdale, Australian Capital Territory, AUSTRALIA | -35.571,149.128 | M | view | Agricultural |  | photo
Australia | New South Wales | Pj74679 | 74679 | 811 | Avonlie | Apr-21 |  | Planned | C | 161 | C | 161 | 200 |  |  |  | 80000 | [7 empty] | Sandigo, Narrandera Shire, Murrumbidgee Region, New South Wales, AUSTRALIA | -34.912,146.591 |  | plan
Australia | New South Wales | Pj69215 | 69215 | 811 | Beryl AU | Apr-19 |  | Active | A | 87 |  | 87 | 110.9 |  | 134 |  | 28000 |  | 183000 |  | 49000 |  | 215.4 |  | Gulgong, New South Wales, AUSTRALIA | -32.355,149.465 | M | view | Agricultural | Website | image
Australia | New South Wales | Pj69204 | 69204 | 811 | Bogan River |  |  | Planned | C | 9.66 | C | 9.66 | 12 | [11 empty] | Nyngan, Bogan Shire, North Western Region, New South Wales, AUSTRALIA | -31.592,147.308 | E
Australia | New South Wales | Pj72378 | 72378 | 811 | Boggabilla | Jun-17 |  | Active | A | 3.6 |  | 3.6 | 4.5 | [11 empty] | Boggabilla, Moree Plains Shire, Northern Region, New South Wales, AUSTRALIA | -28.606,150.34 | E |  |  |  | photo
Australia | New South Wales | Pj72710 | 72710 | 811 | Bomen | Mar-20 |  | Active | A | 100 |  | 100 | 120 |  | 220 |  | 37000 | [5 empty] | 215.8 |  | Wagga Wagga, New South Wales, AUSTRALIA | -35.048,147.445 | M | view | Agricultural
Australia | New South Wales | Pj79515 | 79515 | 811 | Bonshaw | Jun-22 |  | Planned | C | 200 |  | 200 | 249 | C | 420 |  | 70000 | [5 empty] | 149 |  | Inverell, New South Wales, AUSTRALIA | -29.197, 151.335 |  | plan
Australia | New South Wales | Pj61272 | 61272 | 811 | Broken Hill | Jan-16 |  | Active | A | 42.6 | C | 42.6 | 53 |  | 127.5647 |  | 17000 | [5 empty] | 167.5 |  | Rob Day Station, Broken Hill, Far West Region, New South Wales, AUSTRALIA | -31.985,141.392 | M | view
Australia | New South Wales | Pj72379 | 72379 | 811 | Bullarah |  |  | Planned | C | 4.99 |  | 4.99 | 6.2 | C | [10 empty] | Bullarah, New South Wales, AUSTRALIA | -29.45,149.12 | E
Australia | New South Wales | Pj76759 | 76759 | 811 | Byron Bay |  |  | Planned | C | 4.99 |  | 4.99 | 7.4 | [11 empty] | Byron Bay, Northern Region, New South Wales, AUSTRALIA | -28.627,153.516 | E
Australia | New South Wales | Pj61480 | 61480 | 811 | Capital |  |  | Planned | C | 28.2 | C | 28.2 | 35 | [11 empty] | Bungendore, New South Wales, AUSTRALIA | -35.18,149.5 | E
Australia | New South Wales | Pj69934 | 69934 | 811 | Carrick AU |  |  | Planned | C | 116 | C | 116 | 144 |  | 221.9 |  |  |  | 178831 |  |  |  | 200 |  | Marulan, Goulburn Mulwaree Council, Canberra Region, New South Wales, AUSTRALIA | -34.7,149.915 | E |  |  | Info
Australia | New South Wales | Pj75212 | 75212 | 811 | Cessnock | Nov-19 | E | Building | B | 3.9 | C | 3.9 | 5 | [7 empty] | 4300 |  |  |  | Lovedale’s Crowne Plaza Hunter Valley, Cessnock, Hunter Region, New South Wales, AUSTRALIA | -32.777,151.353 | E
Australia | New South Wales | Pj69210 | 69210 | 811 | Coleambally | Nov-18 |  | Active | A | 150 |  | 150 | 189 |  | 388.962 |  | 65000 | [5 empty] | 513.4 |  | Coleambally, New South Wales, AUSTRALIA | -34.763,145.93 | M | view | Agricultural
Australia | New South Wales | Pj75944 | 75944 | 811 | Culcairn |  |  | Planned | C | 350 |  | 350 | 402.5 |  | 800 |  | 140000 |  |  |  | 245000 |  |  |  | Culcairn, New South Wales, AUSTRALIA | -35.705,146.97 |  | plan
Australia | New South Wales | Pj69379 | 69379 | 811 | Currawarra |  |  | Planned | C | 175 |  | 175 | 217 | C | [10 empty] | Mayrung, Deniliquin, Edward River Council, Murray Region, New South Wales, AUSTRALIA | -35.395,145.25 | E
Australia | New South Wales | Pj69817 | 69817 | 811 | Darlington Point | Aug-20 |  | Active | A | 275 |  | 275 | 333 |  | 685 |  | 115000 |  | 154147 |  |  |  | 964.6 |  | Darlington Point, Murrumbidgee Region, New South Wales, AUSTRALIA | -34.652,146.058 |  | plan | Agricultural |  | photo
Australia | New South Wales | Pj64626 | 64626 | 811 | Dubbo | May-18 |  | Active | A | 23.4 | C | 23.4 | 29 |  | 60.523 | [7 empty] | 54.3 |  | Dubbo, New South Wales, AUSTRALIA | -32.273,148.658 | M | view | Agricultural
Australia | New South Wales | Pf64623 | 64623 | 811 | Dubbo Solar Hub | May-19 | B | Active | A | 126 | A | 0 | 156 | B | [10 empty] | Dubbo, New South Wales, AUSTRALIA | -32.273,148.658 | N | <view | Agricultural |  |  | Part of portfolio Dubbo Solar Hub comprising 5 projects totalling: 126.2 MWAC; 156 MWp.
Australia | New South Wales | Pj71498 | 71498 | 811 | Finley | Aug-19 |  | Active | A | 133 |  | 133 | 174.9 |  |  |  | 59000 | [5 empty] | 507.1 |  | Finley, Berrigan Shire, Murray Region, New South Wales, AUSTRALIA | -35.649,145.506 |  | plan | Agricultural | Info | photo
Australia | New South Wales | Pj64624 | 64624 | 811 | Gilgandra |  |  | Planned | C | 7.81 | C | 7.81 | 10 | [11 empty] | Gilgandra, New South Wales, AUSTRALIA | -31.625, 148.575 | E
Australia | New South Wales | Pj79888 | 79888 | 811 | Glenellen |  |  | Planned | C | 161 | C | 161 | 200 |  |  |  | 94000 | [7 empty] | Riverina, New South Wales, AUSTRALIA | -35.924, 146.919 |  | plan
Australia | New South Wales | Pj68030 | 68030 | 811 | Goonumbla | May-20 |  | Active | A | 67.8 |  | 67.8 | 83.3 | C | 195 |  | 45000 |  | 140000 |  |  |  | 364.1 |  | Goonumbla, New South Wales, AUSTRALIA | -33.109,148.091 |  | plan | Agricultural |  | photo
Australia | New South Wales | Pj71704 | 71704 | 811 | Gregadoo |  |  | Planned | C | 47 |  | 47 | 58.4 | C | [10 empty] | Gregadoo, Wagga Wagga, Murrumbidgee Region, New South Wales, AUSTRALIA | -35.25,147.445 | E
Australia | New South Wales | Pj64627 | 64627 | 811 | Griffith | Jun-18 |  | Active | A | 29 | C | 29 | 36 |  | 75.096 | [7 empty] | 99.5 |  | Yoogali, Griffith, Murrumbidgee Region, New South Wales, AUSTRALIA | -34.317,146.119 | M | view | Agricultural |  | photo
Australia | New South Wales | Pj73497 | 73497 | 811 | Gulgong |  |  | Planned | C | 300 |  | 300 | 373 | C | [10 empty] | Beryl, New South Wales, AUSTRALIA | -32.325,149.46
Australia | New South Wales | Pj68350 | 68350 | 811 | Gullen | Oct-17 |  | Active | A | 10 |  | 10 | 11 | [9 empty] | 20.3 |  | Crookwell, New South Wales, AUSTRALIA | -34.61,149.476 | M | view | Agricultural |  | photo
Australia | New South Wales | Pj69820 | 69820 | 811 | Gunnedah | Dec-21 |  | Planned | C | 110 |  | 110 | 146 | [9 empty] | 223.4 |  | Gunnedah, Gunnedah Shire, Northern Region, New South Wales, AUSTRALIA | -30.941,150.343 |  | plan |  | Info
Australia | New South Wales | Pj71502 | 71502 | 811 | Gunning |  |  | Planned | C | 254 | C | 254 | 316 | [11 empty] | Gunning, New South Wales, AUSTRALIA | -34.845,149.14 |  | plan |  | Info
Australia | New South Wales | Pj69211 | 69211 | 811 | Hay |  |  | Planned | C | 100 |  | 100 | 124 | C | [8 empty] | 741 |  | Hay, New South Wales, AUSTRALIA | -34.475, 144.885 |  | plan |  | Info
Australia | New South Wales | Pj69208 | 69208 | 811 | Hillston |  |  | Building | B | 85 |  | 85 | 115 |  |  |  | 32000 | [7 empty] | Hillston, New South Wales, AUSTRALIA | -33.533,145.521 |  | plan
Australia | New South Wales | Pj72492 | 72492 | 811 | Jemalong PV | Dec-20 |  | Active | A | 50 |  | 50 | 61.5 | C | 128.7 |  | 23000 | [7 empty] | Jemalong, New South Wales, AUSTRALIA | -33.47,147.77 | E
Australia | New South Wales | Pj79887 | 79887 | 811 | Jindera |  |  | Planned | C | 120 |  | 120 | 150 | [9 empty] | 327 |  | Riverina, New South Wales, AUSTRALIA | -35.914, 146.9 |  | plan
Australia | New South Wales | Pj75061 | 75061 | 811 | Kanowna | Sep-19 |  | Active | A | 7.03 | C | 7.03 | 9 | [9 empty] | 7 |  | Moree Plains Shire, Northern Region, New South Wales, AUSTRALIA | -29.445,148.989 | E |  |  |  | photo
Australia | New South Wales | Pj71027 | 71027 | 812 | Lake Cargelligo CSP | Jul-11 |  | Active | A | 3 |  | 3 | [10 empty] | 5.5 |  | Lake Cargelligo, New South Wales, AUSTRALIA | -33.311,146.4092 | M | view | Agricultural
Australia | New South Wales | Pj77595 | 77595 | 811 | Leeton |  |  | Planned | C | 9.9 |  | 9.9 | 14 |  | 26.8 | [9 empty] | Leeton Shire, Murrumbidgee Region, New South Wales, AUSTRALIA | -34.519,146.379 | E
Australia | New South Wales | Pj69206 | 69206 | 811 | Limondale | Jul-20 |  | Active | A | 220 |  | 220 | 349 |  |  |  | 105000 | [5 empty] | 2419 |  | Balranald, Balranald Shire, Murray Region, New South Wales, AUSTRALIA | -34.756,143.504 |  | plan | Agricultural |  | photo
Australia | New South Wales | Pj68288 | 68288 | 811 | Manildra | Sep-18 |  | Active | A | 42.6 |  | 42.6 | 50 |  | 120 |  | 14000 |  | 91000 |  | 24000 |  | 115.3 |  | Manildra, New South Wales, AUSTRALIA | -33.173,148.718 | M | view | Agricultural | Info
Australia | New South Wales | Pj71504 | 71504 | 811 | Maryvale |  |  | Planned | C | 125 |  | 125 | 160 |  | 303 | C | 46500 |  | 265000 | [5 empty] | Maryvale, New South Wales, AUSTRALIA | -32.45,148.925 |  | plan |  | Info
Australia | New South Wales | Pj69212 | 69212 | 811 | Metz |  |  | Planned | C | 115 |  | 115 | 143.5 |  | 293 | C | 40000 |  | 225000 |  |  |  | 2946 |  | Armidale, New South Wales, AUSTRALIA | -30.51,151.855 |  | plan |  | Info
Australia | New South Wales | Pj69590 | 69590 | 811 | Molong | Dec-20 |  | Active | A | 31.7 | C | 31.7 | 39 |  |  |  | 10981 | [7 empty] | Molong, Cabonne Shire, Central West Region, New South Wales, AUSTRALIA | -33.09,148.91 | E
Australia | New South Wales | Pj61017 | 61017 | 811 | Moree | Apr-16 |  | Active | A | 56 |  | 56 | 70 |  | 146.18 |  | 48727 |  | 102326 |  |  |  | 191 |  | Moree, New South Wales, AUSTRALIA | -29.566,149.866 | M | view | Agricultural |  | photo
Australia | New South Wales | Pj71224 | 71224 | 811 | Mulwala |  |  | Planned | C | 140 |  | 140 | 174 | C |  |  | 52000 | [7 empty] | Mulwala, Federation Council, Murray Region, New South Wales, AUSTRALIA | -35.95,146 | E
Australia | New South Wales | Pj71505 | 71505 | 811 | Mumbil |  |  | Planned | C | 143 | C | 143 | 178 | [11 empty] | Mumbil, New South Wales, AUSTRALIA | -32.705,149.035 |  | plan | Agricultural | Info
Australia | New South Wales | Pj69213 | 69213 | 811 | Narrabri |  |  | Planned | C | 120 |  | 120 | 149 | C | 315.165 |  | 46000 | [5 empty] | 330 |  | Narrabri, New South Wales, AUSTRALIA | -30.367,149.749 | E
Australia | New South Wales | Pj69819 | 69819 | 811 | Narrabri CSI |  |  | Planned | C | 60 |  | 60 | 74.6 | C |  |  | 18000 | [5 empty] | 200 |  | Narrabri, Narrabri Shire, Northern Region, New South Wales, AUSTRALIA | -30.375,149.86 | E
Australia | New South Wales | Pj64625 | 64625 | 811 | Narromine | Apr-18 |  | Active | A | 11 |  | 11 | 15 | [9 empty] | 29.8 |  | Narromine, New South Wales, AUSTRALIA | -32.221,148.256 | M | view | Agricultural
Australia | New South Wales | Pj69207 | 69207 | 811 | Nevertire | Dec-19 |  | Active | A | 105 |  | 105 | 130 | C | [8 empty] | 187.2 |  | Nevertire, New South Wales, AUSTRALIA | -31.821,147.704 | M | view | Agricultural
Australia | New South Wales | Pj73267 | 73267 | 811 | New England AU | Dec-23 |  | Planned | C | 720 |  | 720 | 895 | C | 1800 |  | 250000 | [7 empty] | Northern Tablelands, New South Wales, AUSTRALIA | -30.615,151.61 |  | plan
Australia | New South Wales | Pj61271 | 61271 | 811 | Nyngan | Jun-15 |  | Active | A | 102 |  | 102 | 127 | C | 232.188 |  | 33000 |  | 203000 |  | 53000 |  | 438 |  | Nyngan, Bogan Shire, North Western Region, New South Wales, AUSTRALIA | -31.555,147.083 | M | view | Agricultural |  | photo
Australia | New South Wales | Pj74462 | 74462 | 811 | Orange Grove |  |  | Planned | C | 88.5 | C | 88.5 | 110 | [11 empty] | Orange Grove, Gunnedah Shire, Northern Region, New South Wales, AUSTRALIA | -30.95,150.375 | E
Australia | New South Wales | Pj64628 | 64628 | 811 | Parkes | May-18 |  | Active | A | 55 |  | 55 | 66 | [9 empty] | 213.2 |  | Parkes, New South Wales, AUSTRALIA | -33.114,148.078 | M | view | Agricultural |  | photo
Australia | New South Wales | Pj72396 | 72396 | 811 | Parkesbourne |  |  | Planned | C | 600 |  | 600 | 746 | C | [10 empty] | Breadalbane, New South Wales, AUSTRALIA | -34.805,149.525 |  | plan
Australia | New South Wales | Pj78820 | 78820 | 811 | Peak Hill | Aug-20 |  | Active | A | 5.45 | C | 5.45 | 6.7 | [9 empty] | 15.6 |  | Peak Hill, New South Wales, AUSTRALIA | -32.741,148.181 | M | view | Agricultural
Australia | New South Wales | Pj77946 | 77946 | 811 | Quorn AU |  |  | Planned | C | 80 |  | 80 | 99.4 | C |  |  | 30000 | [7 empty] | Parkes Shire, Central West Region, New South Wales, AUSTRALIA | -33.08,148.275 | E
Australia | New South Wales | Pj72392 | 72392 | 811 | Sapphire | Oct-21 |  | Planned | C | 200 |  | 200 | 249 | C | 397 |  | 67000 |  | 380000 | [5 empty] | between Glen Innes and Inverell, New South Wales, AUSTRALIA | -29.705,151.425 | E
~2,000 rows of data
China | Inner Mongolia | Pj75910 | 75910 | 811 | Wuhai A | 2018 | D | Active | A | 14.76 | C | 14.76 | 18 | C | [8 empty] | 37.5 |  | Wuhai, Inner Mongolia, CHINA | 39.771,106.821 | M | view | Scrubland
China | Inner Mongolia | Pj78186 | 78186 | 811 | Wuhai B | 2016 | D | Active | A | 32.8 | C | 32.8 | 40 | C | [8 empty] | 78.9 |  | Wuhai, Inner Mongolia, CHINA | 39.123,106.888 | M | view | Scrubland
China | Inner Mongolia | Pj75892 | 75892 | 811 | Wuhai CSI | 2018 | D | Active | A | 84 | C | 84 | 100 | [9 empty] | 254.3 |  | Wuhai, Inner Mongolia, CHINA | 39.759,106.845 | M | view | Desert |  | photo
China | Inner Mongolia | Pj70945 | 70945 | 811 | Wuhai YGE | Q3-19 | D | Active | A | 100 |  | 100 | 119 | C |  |  |  |  | 13400 |  |  |  | 135.7 |  | Wuhai, Inner Mongolia, CHINA | 39.888,106.892 | M | view | Desert
China | Inner Mongolia | Pj61648 | 61648 | 811 | Wulanhua | Feb-13 |  | Active | A | 51.2 | C | 51.2 | 60.47 |  | 92.34 |  |  |  | 82720 |  |  |  | 164.8 |  | Nangeshao, Wulanhua, Siziwang, Ulanqab, Inner Mongolia, CHINA | 41.729,111.761 | M | view | Low-grade agri | UNFCCC | photo
China | Inner Mongolia | Pj69494 | 69494 | 811 | Wulate CSI | 2013 | D | Active | A | 16.9 | C | 16.9 | 20 | [9 empty] | 17.8 |  | Wulatehouqi, Bayannur, Inner Mongolia, CHINA | 41.053,107.07 | M | view | Agricultural | Website
China | Inner Mongolia | Pj63336 | 63336 | 811 | Xianghuangqi | Feb-14 |  | Active | A | 16.9 | C | 16.9 | 20 |  | 29.361 |  |  |  | 27228 |  |  |  | 65.5 |  | Xianghuangqi, Xilin Gol League, Inner Mongolia, CHINA | 42.449,114.62 | M | site | Agricultural | UNFCCC
China | Inner Mongolia | Pj72304 | 72304 | 811 | Xini Huduge A | 2011 | D | Active | A | 8.2 | C | 8.2 | 10 | C | [8 empty] | 31.8 |  | Xini Huduge, Alxa Zuoqi, Alxa League, Inner Mongolia, CHINA | 37.932,105.38 | M | view | Scrubland
China | Inner Mongolia | Pj72303 | 72303 | 811 | Xini Huduge B | 2012 | D | Active | A | 41 | C | 41 | 50 | C | [8 empty] | 107.5 |  | Xini Huduge, Alxa Zuoqi, Alxa League, Inner Mongolia, CHINA | 37.923,105.366 | M | view | Desert
China | Inner Mongolia | Pj68563 | 68563 | 811 | Xiremiao A | Q2-14 | D | Active | A | 16.4 | C | 16.4 | 20 | C | [8 empty] | 46 |  | Xiremiao, Bayannur, Inner Mongolia, CHINA | 40.798,108.92 | M | view | Desert
China | Inner Mongolia | Pj70288 | 70288 | 811 | Yabulaizhen A | Dec-15 |  | Active | A | 8.2 | C | 8.2 | 10 | C | [8 empty] | 37.9 |  | Yabulaizhen, Alxa Youqi, Alxa League, Inner Mongolia, CHINA | 39.443,102.818 | M | site | Desert
China | Inner Mongolia | Pj66174 | 66174 | 811 | Zhandanzhao Sumu | 2015 | D | Active | A | 16.8 | C | 16.8 | 20 | [9 empty] | 57 |  | Zhandanzhao Sumu, Ordos, Inner Mongolia, CHINA | 40.301,109.718 | M | view | Desert
China | Inner Mongolia | Pj68073 | 68073 | 811 | Zhaqi I | Dec-13 |  | Active | A | 16.9 | C | 16.9 | 20 | [9 empty] | 57.8 |  | Zhalute Qi, Tongliao, Inner Mongolia, CHINA | 45.409,119.653 | M | view | Low-grade agri
China | Inner Mongolia | ph68074 | 68074 | 811 | Zhaqi II | 2016 | D | Active | A | 42 | C | 42 | 50 | [9 empty] | 107.7 |  | Zhalute Qi, Tongliao, Inner Mongolia, CHINA | 45.413,119.652 | M | view | Low-grade agri
China | Inner Mongolia | Pj65897 | 65897 | 811 | Zhenglanqi | Jun-15 |  | Active | A | 83.9 | C | 83.9 | 100 | [9 empty] | 386.5 |  | Zhenglanqi, Xilin Gol League, Inner Mongolia, CHINA | 42.26,115.852 | M | view | Scrubland
China | Inner Mongolia | Pj70185 | 70185 | 811 | Zhenglanqi A | 2015 | D | Active | A | 41 | C | 41 | 50 | E | [8 empty] | 150.6 |  | Zhenglanqi, Xilin Gol League, Inner Mongolia, CHINA | 42.353,115.858 | M | view | Agricultural
China | Inner Mongolia | Pj70186 | 70186 | 811 | Zhengxiangbaiqi A | 2014 | D | Active | A | 16.4 | C | 16.4 | 20 | C | [8 empty] | 56.8 |  | Zhengxiangbaiqi, Xilin Gol League, Inner Mongolia, CHINA | 42.372,115.18 | M | view | Agricultural
China | Inner Mongolia | Pj66678 | 66678 | 811 | Zhonghuan 1 | 2014 | D | Active | A | 16.9 | C | 16.9 | 20 | [9 empty] | 63.7 |  | Saihan, Hohhot, Inner Mongolia, CHINA | 40.69,111.784 | M | view | Low-grade agri
China | Inner Mongolia | Pj66679 | 66679 | 811 | Zhonghuan 2 | 2015 | D | Active | A | 42 | C | 42 | 50 | [9 empty] | 113.3 |  | Ershi Jiacun, Tumed Zuoqi, Hohhot, Inner Mongolia, CHINA | 40.598,111.106 | M | view | Low-grade agri
China | Inner Mongolia | Pj66680 | 66680 | 811 | Zhonghuan 3 | 2016 | D | Active | A | 84.3 | C | 84.3 | 100 | [9 empty] | 277.2 |  | Xioalipucun, Tumed Zuoqi, Hohhot, Inner Mongolia, CHINA | 40.714,111.37 | M | view | Agricultural
China | Jiangsu | Pm79695 | 79695 | 811 | Baoying | Dec-16 | B | Active | A | 29.9 | A | 0 | 36 | B | [8 empty] | 89.7 | B | Baoying, Yangzhou, Jiangsu, CHINA | 33.318,119.583 | N | <view | Water meadow |  |  | Part of project Baoying comprising 3 phases totalling: 29.9 MWAC; 35.8 MWp.
China | Jiangsu | Pj69969 | 69969 | 811 | Baoying A | Jun-16 |  | Active | A | 4.1 | C | 4.1 | 5 | C | [8 empty] | 14.2 |  | Baoying, Yangzhou, Jiangsu, CHINA | 33.226,119.667 | M | view | Agricultural
China | Jiangsu | Pj70038 | 70038 | 811 | Baoying B | Dec-16 |  | Active | A | 4.1 | C | 4.1 | 5 | C | [8 empty] | 15.2 |  | Baoying, Yangzhou, Jiangsu, CHINA | 33.378,119.53 | M | view | Agricultural
China | Jiangsu | ph66028 | 66028 | 811 | Baoying I | Apr-14 |  | Active | A | 4.94 | C | 4.94 | 6 | [9 empty] | 14.2 |  | Baoying, Yangzhou, Jiangsu, CHINA | 33.318,119.583 | M | view | Water meadow
China | Jiangsu | ph69963 | 69963 | 811 | Baoying II | 2015 | D | Active | A | 20 |  | 20 | 23.9 | C | [8 empty] | 59.4 |  | Baoying, Yangzhou, Jiangsu, CHINA | 33.323,119.575 | M | view | Agricultural
China | Jiangsu | ph69964 | 69964 | 811 | Baoying III | 2016 | D | Active | A | 5 |  | 5 | 5.95 | C | [8 empty] | 16.1 |  | Baoying, Yangzhou, Jiangsu, CHINA | 33.32,119.583 | M | view | Agricultural
China | Jiangsu | Pj69743 | 69743 | 811 | Bawei float | Jun-16 |  | Active | A | 50.1 | C | 50.1 | 60 | [9 empty] | 258.1 |  | Bawei Harbour, Xiangshui, Yancheng, Jiangsu, CHINA | 34.373,120.072 | M | view | Reservoir
China | Jiangsu | Pj68060 | 68060 | 811 | Beilonggang | Dec-15 |  | Active | A | 16.8 | C | 16.8 | 20 | [9 empty] | 25.4 |  | Yancheng City, Jiangsu, CHINA | 33.215,119.734 | M | view | Agricultural
China | Jiangsu | Pj69953 | 69953 | 811 | Binhai A | 2014 | D | Active | A | 12.3 | C | 12.3 | 15 | C | [8 empty] | 38.5 |  | Binhai, Yancheng, Jiangsu, CHINA | 34.123,120.299 | M | view | Beach/strand
China | Jiangsu | Pj70118 | 70118 | 811 | Changkoucun A | 2015 | D | Active | A | 16.4 | C | 16.4 | 20 | C | [8 empty] | 50.8 |  | Changkoucun, Liyang, Changzhou, Jiangsu, CHINA | 31.519,119.463 | M | view | Water meadow
China | Jiangsu | Pj62415 | 62415 | 811 | Changshu SPIC | Dec-11 |  | Active | A | 8 | C | 8 | 9.8 |  | 10 |  |  |  | 8700 |  |  |  | 8.7 |  | Changshu, Suzhou, Suzhou, Jiangsu, CHINA | 31.5587,120.8236 | M | view |  | Website | photo
China | Jiangsu | Pj74027 | 74027 | 811 | Chemencun A | Q1-16 | D | Active | A | 16.4 | C | 16.4 | 20 | C | [8 empty] | 42.9 |  | Chemencun, Sihong, Suqian, Jiangsu, CHINA | 33.422,118.115 | M | view | Agricultural
China | Jiangsu | Pj69951 | 69951 | 811 | Dafeng A | 2015 | D | Active | A | 12.3 | C | 12.3 | 15 | C | [8 empty] | 61.9 |  | Dafeng, Yancheng, Jiangsu, CHINA | 33.129,120.825 | M | view | Beach/strand
China | Jiangsu | Pj69952 | 69952 | 811 | Dafeng B | 2015 | D | Active | A | 32.8 | C | 32.8 | 40 | E | [8 empty] | 119.1 |  | Dafeng, Yancheng, Jiangsu, CHINA | 33.12,120.83 | M | site | Shoreline
China | Jiangsu | Pj75887 | 75887 | 811 | Dafeng CSI | 2018 | D | Active | A | 12.5 | C | 12.5 | 15 | [11 empty] | Dafeng, Yancheng, Jiangsu, CHINA | 33.085,120.848 | E
China | Jiangsu | Pj61614 | 61614 | 811 | Dafeng SPIC | Jun-12 |  | Active | A | 16.6 | C | 16.6 | 20 |  | 22.24 |  |  |  | 19200 |  |  |  | 94.1 |  | Dafeng, Yancheng, Jiangsu, CHINA | 33.128,120.828 | M | view | Beach/strand | UNFCCC
China | Jiangsu | Pj69981 | 69981 | 811 | Dantu A | Dec-16 |  | Active | A | 8.2 | C | 8.2 | 10 | C | [8 empty] | 22.3 |  | Dantu, Zhenjiang, Jiangsu, CHINA | 31.9339,119.3904 | M | view | Agricultural
China | Jiangsu | Pj70119 | 70119 | 811 | Donghai A | 2015 | D | Active | A | 4.1 | C | 4.1 | 5 | C | [8 empty] | 12.3 |  | Donghai, Lianyungang, Jiangsu, CHINA | 34.422,118.684 | M | view | Water meadow
China | Jiangsu | Pj66366 | 66366 | 811 | Dongtai 2 | 2014 | D | Active | A | 24.6 | C | 24.6 | 30 | C | [8 empty] | 74.1 |  | Dongtai, Yancheng, Jiangsu, CHINA | 32.766,120.923 | M | view
China | Jiangsu | Pj61659 | 61659 | 811 | Dongtai Coastal | Jan-13 |  | Active | A | 16.8 | C | 16.8 | 20 |  | 24.43 |  |  |  | 18760 |  |  |  | 30.9 |  | Dongtai, Yancheng, Jiangsu, CHINA | 32.767,120.917 | M | view |  | UNFCCC
China | Jiangsu | Pj77400 | 77400 | 811 | Feng A | 2013 | D | Active | A | 8.2 | C | 8.2 | 10 | E | [8 empty] | 20.4 |  | Feng, Xuzhou, Jiangsu, CHINA | 34.719,116.425 | M | view | Agricultural
China | Jiangsu | Pj70131 | 70131 | 811 | Fengxian A | Q2-17 | D | Active | A | 32.8 | C | 32.8 | 40 | C | [8 empty] | 99.6 |  | Fengxian, Xuzhou, Jiangsu, CHINA | 34.793,116.65 | M | view | Agricultural
China | Jiangsu | Pj75902 | 75902 | 811 | Funing 3 | 2015 | D | Active | A | 13.9 | C | 13.9 | 16.6 | [9 empty] | 28.4 |  | Funing, Yancheng, Jiangsu, CHINA | 33.807,119.733 | M | view | Agricultural
China | Jiangsu | Pj75895 | 75895 | 811 | Funing 4 | 2017 | D | Active | A | 12.5 | C | 12.5 | 15 | [9 empty] | 30.4 |  | Funing, Yancheng, Jiangsu, CHINA | 33.806,119.726 | M | view | Agricultural
China | Jiangsu | Pj75901 | 75901 | 811 | Funing 5 | 2017 | D | Active | A | 12.5 | C | 12.5 | 15 | [9 empty] | 19 |  | Funing, Yancheng, Jiangsu, CHINA | 33.774,119.619 | M | view | Agricultural
China | Jiangsu | Pj75888 | 75888 | 811 | Funing 6 | 2018 | D | Active | A | 16.7 | C | 16.7 | 20 | [9 empty] | 55 |  | Funing, Yancheng, Jiangsu, CHINA | 33.751,119.55 | M | view | Agricultural
China | Jiangsu | Pj63360 | 63360 | 811 | Funing Fishery | Oct-13 |  | Active | A | 25.2 | C | 25.2 | 30 |  | 34.5 | [7 empty] | 60.8 |  | Funing, Yancheng, Jiangsu, CHINA | 33.806,119.64 | M | view | Water meadow
China | Jiangsu | Pj77392 | 77392 | 811 | Fushan Agri | Jun-16 |  | Active | A | 24.6 | C | 24.6 | 29.4 | [9 empty] | 70.9 |  | Fushan, Changshu, Suzhou, Suzhou, Jiangsu, CHINA | 31.815,120.775 | M | view | Agricultural |  | photo
China | Jiangsu | Pj77393 | 77393 | 811 | Fushan Fishery | Dec-12 |  | Active | A | 16.3 | C | 16.3 | 19.6 | [9 empty] | 61.1 |  | Fushan, Changshu, Suzhou, Suzhou, Jiangsu, CHINA | 31.815,120.781 | M | view | Water meadow |  | photo
~3,000 rows of data
Germany | Brandenburg | ph63248 | 63248 | 811 | Finow I | Jun-10 |  | Active | A | 21.8 | C | 21.8 | 24.6 |  | 24.37 | C |  |  | 24080 |  |  |  | 58.6 |  | Eberswalde, Barnim, Brandenburg, GERMANY | 52.823,13.694 | M | view | Former airfield
Germany | Brandenburg | ph63249 | 63249 | 811 | Finow II | Dec-11 |  | Active | A | 49 |  | 49 | 60.3 |  | 54.263 | C |  |  | 53620 | [5 empty] | Eberswalde, Barnim, Brandenburg, GERMANY | 52.828,13.685 | N | <view | Former airfield |  | photo
Germany | Brandenburg | Pm60032 | 60032 | 811 | Finow Tower | 2011 | D | Active | A | 71 | A | 0 | 84.9 |  | 78.633 |  |  |  | 77700 |  |  |  | 132.7 |  | Eberswalde, Barnim, Brandenburg, GERMANY | 52.828,13.685 | M | view | Former airfield | Info | photo | Part of project Finow Tower comprising 2 phases totalling: 70.8 MWAC; 84.9 MWp; 78.6 GWh/yr; 77700 ktCO2/yr.
Germany | Brandenburg | Pm60005 | 60005 | 811 | Finsterwalde | 2010 | D | Active | A | 67.03 | A | 0 | 81.9 | [9 empty] | 188.4 | B | Finsterwalde, Elbe-Elster, Brandenburg, GERMANY | 51.569,13.753 | N | <view | Agricultural |  |  | Part of project Finsterwalde comprising 2 phases totalling: 67 MWAC; 81.9 MWp.
Germany | Brandenburg | Pj68824 | 68824 | 811 | Finsterwalde fF1 | Jun-18 | E | Planned | C | 3.526 | C | 3.526 | 4.3 | E | [10 empty] | Finsterwalde, Elbe-Elster, Brandenburg, GERMANY | 51.634, 13.674 | E
Germany | Brandenburg | ph63306 | 63306 | 811 | Finsterwalde I | 2009 | D | Active | A | 34.54 | B | 34.54 | 42.1 | [9 empty] | 98 |  | Finsterwalde, Elbe-Elster, Brandenburg, GERMANY | 51.569,13.753 | M | view | Agricultural
Germany | Brandenburg | Pj79138 | 79138 | 811 | Finsterwalde iA1 | Q3-22 | F | Planned | C | 7.61 | C | 7.61 | 9.28 | E | [10 empty] | Finsterwalde, Elbe-Elster, Brandenburg, GERMANY | 51.638,13.676 | E
Germany | Brandenburg | ph63307 | 63307 | 811 | Finsterwalde II + III | 2010 | D | Active | A | 32.49 | B | 32.49 | 39.8 | [9 empty] | 90.4 |  | Finsterwalde, Elbe-Elster, Brandenburg, GERMANY | 51.568,13.733 | M | view
Germany | Brandenburg | Pj73581 | 73581 | 811 | Finsterwalde sH1 | Feb-21 |  | Planned | C | 3.37 | C | 3.37 | 4.11 | E | [10 empty] | Finsterwalde, Elbe-Elster, Brandenburg, GERMANY | 51.554,13.728 | E
Germany | Brandenburg | Pj62346 | 62346 | 811 | Frankenförde | 2011 | D | Active | A | 4.87 | C | 4.87 | 5.8 | [9 empty] | 12.6 |  | Frankenförde, Brandenburg, GERMANY | 52.1123,13.0681 | M | view
Germany | Brandenburg | Pj73582 | 73582 | 811 | Frankfurt an der Oder sH1 | Feb-21 |  | Planned | C | 3.37 | C | 3.37 | 4.11 | E | [10 empty] | Frankfurt an der Oder, Brandenburg, GERMANY | 52.319,14.445 | E
Germany | Brandenburg | Pj67444 | 67444 | 811 | Frauendorf | Jun-17 |  | Active | A | 8.99 | C | 8.99 | 9.984 | [5 empty] | 58000 |  |  |  | 18.5 |  | Frauendorf, Neuhausen, Cottbus, Brandenburg, GERMANY | 51.703,14.399 | M | view | Agricultural | Info | photo
Germany | Brandenburg | Pj79152 | 79152 | 811 | Freienhufen A | 2016 | D | Active | A | 4.1 | C | 4.1 | 5 | E | [8 empty] | 19.7 |  | Freienhufen, Großräschen, Oberspreewald-Lausitz, Brandenburg, GERMANY | 51.568,13.958 | M | view | Agricultural
Germany | Brandenburg | Pj60926 | 60926 | 811 | Fürstenwalde | Nov-11 |  | Active | A | 33.3 | C | 33.3 | 39.63 |  | 36.5 |  |  |  | 36650 |  |  |  | 85.2 |  | Fürstenwalde, Oder-Spree, Brandenburg, GERMANY | 52.391,14.098 | M | view |  | Info | photo
Germany | Brandenburg | Pj67446 | 67446 | 811 | Fürstenwalde fC1 | Jun-17 |  | Active | A | 4.1 | C | 4.1 | 5 | C | 10 | [7 empty] | 8.6 |  | Fürstenwalde, Oder-Spree, Brandenburg, GERMANY | 52.376,14.04 | M | view | Brownfield
Germany | Brandenburg | Pj63687 | 63687 | 811 | Fürstenwalde II | May-14 |  | Active | A | 9.02 | C | 9.02 | 10 | [9 empty] | 10.7 |  | Fürstenwalde, Fürstenwalde, Oder-Spree, Brandenburg, GERMANY | 52.385,14.091 | M | view
Germany | Brandenburg | Pj60933 | 60933 | 811 | Gahro | Aug-11 |  | Active | A | 26.1 |  | 26.1 | 27.4 |  | 26 | [7 empty] | 43.5 |  | Heideblick, Dahme-Spreewald, Brandenburg, GERMANY | 51.729,13.692 | M | view |  | Website | photo
Germany | Brandenburg | Pj68329 | 68329 | 811 | Garzau-Garzin | Jun-18 |  | Active | A | 9.04 | C | 9.04 | 10 |  | 10 |  | 3000 |  | 5500 |  |  |  | 17 |  | Garzau-Garzin, Brandenburg, GERMANY | 52.527,13.97 | M | view | Road/Rail/Canal-side
~1,500 rows of data
India | Karnataka | Pj76684 | 76684 | 811 | Achanur | Q2-21 | D | Planned | C | 11 |  | 11 | 14.1 | C | [10 empty] | Achanur, Bagalkot, Karnataka, INDIA | 16.218,75.826 | E
India | Karnataka | Pj76617 | 76617 | 811 | Afzalpur | Q4-21 | D | Planned | C | 20 |  | 20 | 25.6 | C | [10 empty] | Afzalpur, Gulbarga, Karnataka, INDIA | 17.221,76.357 | E
India | Karnataka | Pj75883 | 75883 | 811 | Alabal BREPL | Mar-18 |  | Active | A | 25 |  | 25 | 35 | [9 empty] | 47.5 |  | Alabal, Jamkhandi, Bagalkot, Karnataka, INDIA | 16.552,75.231 | M | view | Agricultural
India | Karnataka | Pj75785 | 75785 | 811 | Alabal RFEBS | 2018 | D | Active | A | 15 |  | 15 | 21 |  | 86.8 |  |  |  | 61320 |  |  |  | 23.8 |  | Alabal, Jamkhandi, Bagalkot, Karnataka, INDIA | 16.559,75.235 | M | view | Agricultural
India | Karnataka | Pj76713 | 76713 | 811 | Aliambara | Q2-23 | D | Planned | C | 10 |  | 10 | 13.1 | C | [10 empty] | Aliamber, Bidar, Karnataka, INDIA | 17.998,77.447 | E
India | Karnataka | Pj76594 | 76594 | 811 | Aliamber | 2018 | D | Active | A | 40 |  | 40 | 53.3 | C | 102 | C | [6 empty] | 81.6 |  | Aliamber, Bidar Rural, Bidar, Karnataka, INDIA | 17.98,77.433 | M | view | Agricultural
India | Karnataka | Pj76603 | 76603 | 811 | Alkur | 2017 | D | Active | A | 20 | C | 20 | [10 empty] | 49.7 |  | Alkur, Shahpur, Yadgir, Karnataka, INDIA | 16.608,77.019 | M | view | Agricultural
India | Karnataka | Pj67021 | 67021 | 811 | Alland | Mar-17 |  | Active | A | 20 |  | 20 | 24.5 | C | [8 empty] | 49.3 |  | Aland, Gulbarga, Karnataka, INDIA | 17.464,76.746 | M | view | Agricultural
India | Karnataka | Pj76604 | 76604 | 811 | Alwandi | 2019 | D | Active | A | 10 | C | 10 | [10 empty] | 15.5 |  | Alwandi, Koppal, Karnataka, INDIA | 15.255,75.994 | M | site | Agricultural
India | Karnataka | Pj76696 | 76696 | 811 | Amekere | Q3-21 | D | Planned | C | 19.5 |  | 19.5 | 25 | C | [10 empty] | Yalandur, Chamarajnagar, Karnataka, INDIA | 12.081,77.05 | E
India | Karnataka | Pj76699 | 76699 | 811 | Ayadha | Q3-21 | D | Planned | C | 10 |  | 10 | 12.8 | C | [10 empty] | Ayadha, Aurad, Bidar, Karnataka, INDIA | 18.184,77.376 | E
India | Karnataka | Pj76635 | 76635 | 811 | Babaleshwar RP | Q4-19 | D | Active | A | 20 |  | 20 | 27.3 | C | [8 empty] | 19 |  | Babaleshwar, Vijayapura, Karnataka, INDIA | 16.653,75.439 | M | site | Agricultural
India | Karnataka | Pj70147 | 70147 | 811 | Bableshwar wind-solar | Dec-17 |  | Active | A | 28.8 |  | 28.8 | 35.3 | C | [8 empty] | 36.6 |  | Bableshwar, Vijayapura, Karnataka, INDIA | 16.968,76.256 | M | view | Agricultural
India | Karnataka | Pj76677 | 76677 | 811 | Badaladuku | Q1-21 | D | Planned | C | 60 |  | 60 | 76.8 | C | [10 empty] | Badaladuku, Kudligi, Bellary, Karnataka, INDIA | 14.857,76.376 | E
India | Karnataka | Pj76576 | 76576 | 811 | Bagalgudda | 2017 | D | Active | A | 50 | C | 50 | [10 empty] | 133.4 |  | Lingasur, Raichur, Karnataka, INDIA | 15.897,76.565 | M | view | Agricultural
India | Karnataka | Pj70869 | 70869 | 811 | Bagalkot | 2014 | D | Active | A | 10 |  | 10 | 12.6 | C | [10 empty] | Bagalkot, Karnataka, INDIA | 16.46,75.25 | E
India | Karnataka | Pj67016 | 67016 | 811 | Bagepalli | Oct-17 |  | Active | A | 20 |  | 20 | 24.5 | C | [10 empty] | Bagepalli, Kolar, Karnataka, INDIA | 13.765, 77.805 | E |  |  |  | photo
India | Karnataka | Pj76629 | 76629 | 811 | Baihongal RSP | Q4-19 | D | Active | A | 20 |  | 20 | 27.3 | C | [10 empty] | Baihongal, Belagavi, Belgaum, Karnataka, INDIA | 15.808,74.88 | E
India | Karnataka | Pj76560 | 76560 | 811 | Bandahatti | 2017 | D | Active | A | 20 | C | 20 | [10 empty] | 48.1 |  | Bandahatti, Malur, Kolar, Karnataka, INDIA | 12.88,78.041 | M | view | Agricultural
India | Karnataka | Pj67022 | 67022 | 811 | Bangarpet | Oct-19 |  | Active | A | 20 |  | 20 | 27.3 | C | [10 empty] | Bangarpet, Kolar, Karnataka, INDIA | 12.955, 78.24 | E
India | Karnataka | Pj76653 | 76653 | 811 | Bankapur | Q2-20 | E | Planned | C | 10 |  | 10 | 13 | C | [10 empty] | Bankapur, Gangavathi, Koppal, Karnataka, INDIA | 15.535,76.42 | E
India | Karnataka | Pj67023 | 67023 | 811 | Basavanabagevadi | Jan-18 |  | Active | A | 20 |  | 20 | 26.7 | C | [10 empty] | Basavan Bagewadi, Vijayapura, Karnataka, INDIA | 16.565, 75.985 | E
India | Karnataka | Pj76526 | 76526 | 811 | Belahar | 2019 | D | Active | A | 20 | C | 20 | [10 empty] | 33.5 |  | Navalgund, Dharwad, Karnataka, INDIA | 15.495,75.369 | M | view | Agricultural
India | Karnataka | Pj64261 | 64261 | 811 | Belakavadi | Jun-12 |  | Active | A | 5 |  | 5 | 6.47 | C | 8.322 |  |  |  | 8016 |  |  |  | 11.1 |  | Belakavadi, Mandya, Karnataka, INDIA | 12.302,77.163 | M | view | Agricultural | UNFCCC
India | Karnataka | Pj67284 | 67284 | 811 | Bemalkheda | Aug-14 |  | Active | A | 10 |  | 10 | 12.6 | C | [8 empty] | 23.6 |  | Bemalkheda, Bidar, Karnataka, INDIA | 17.642,77.418 | M | view
India | Karnataka | Pj76705 | 76705 | 811 | Betagera | Q2-21 | D | Planned | C | 17.5 |  | 17.5 | 22.4 | C | [10 empty] | Alwandi, Koppal, Koppal, Karnataka, INDIA | 15.325,76.063 | E
India | Karnataka | Pj76584 | 76584 | 811 | Betgera | 2018 | D | Active | A | 10 | C | 10 | [10 empty] | 18.7 |  | Betgera, Koppal, Karnataka, INDIA | 15.219,76.024 | M | view | Agricultural
India | Karnataka | Pj76543 | 76543 | 811 | Bevinahalli | Jan-17 |  | Active | A | 10 | C | 10 | [10 empty] | 27.7 |  | Bevinahalli, Sira, Tumkur, Karnataka, INDIA | 13.911,76.82 | M | view | Agricultural
India | Karnataka | Pj76544 | 76544 | 811 | Bevinahalli II | 2016 | D | Active | A | 5 | C | 5 | [10 empty] | 31.2 |  | Bevinahalli, Sira, Tumkur, Karnataka, INDIA | 13.912,76.816 | M | view | Agricultural
India | Karnataka | Pj76679 | 76679 | 811 | Bhadrayyanahalli | Q1-21 | D | Planned | C | 20 |  | 20 | 25.6 | C | [10 empty] | Bhadrayyanahalli, Kollegal, Chamarajnagar, Karnataka, INDIA | 12.093,77.453 | E
India | Karnataka | Pj67289 | 67289 | 811 | Bhagavathikere | Nov-14 |  | Active | A | 10 |  | 10 | 12.6 | C | [8 empty] | 23.2 |  | Bhagavathikere, Hiriyur, Chitradurga, Karnataka, INDIA | 14.074,76.72 | M | view | Agricultural
India | Karnataka | Pj67024 | 67024 | 811 | Bhalki | Mar-17 |  | Active | A | 20 |  | 20 | 24.5 | C | [8 empty] | 44.1 |  | Bhalki, Bidar, Karnataka, INDIA | 18.082,77.13 | M | view | Agricultural
India | Karnataka | Pj74100 | 74100 | 811 | Bidadi Bosch | Aug-19 |  | Active | A | 4.5 |  | 4.5 | 6.15 | C | [8 empty] | 6.1 |  | Bidadi, Ramanagara, Karnataka, INDIA | 12.7999,77.4247 | M | view | Industrial area
India | Karnataka | Pj76595 | 76595 | 811 | Bidadi Toyota | 2018 | D | Active | A | 5 |  | 5 | 6.67 | C | [8 empty] | 18.5 |  | Bidadi, Ramanagara, Karnataka, INDIA | 12.784,77.42 | M | view | Factory
India | Karnataka | Pj76529 | 76529 | 811 | Bijapur A | Q2-18 | D | Active | A | 4.1 | C | 4.1 | 5 | C | [8 empty] | 11.9 |  | Bijapur, Vijayapura, Karnataka, INDIA | 16.872,75.712 | M | view | Agricultural
India | Karnataka | Pj76708 | 76708 | 811 | Bisarahalli | Q4-22 | D | Planned | C | 10 |  | 10 | 13 | C | [10 empty] | Bisarhalli, Koppal, Karnataka, INDIA | 15.276,76.069 | E
India | Karnataka | Pj74178 | 74178 | 811 | Bisarhalli | 2018 | D | Active | A | 20 | C | 20 | [10 empty] | 38.1 |  | Bisarhalli, Koppal, Karnataka, INDIA | 15.254,76.044 | M | view | Agricultural
India | Karnataka | Pj76670 | 76670 | 811 | Bommagondanakere | Q1-21 | D | Planned | C | 20 |  | 20 | 25.6 | C | [10 empty] | Bommagondanakere, Molakalmuru, Chitradurga, Karnataka, INDIA | 14.595,76.668
India | Karnataka | Pj67025 | 67025 | 811 | Byadagi | Jan-18 |  | Active | A | 20 |  | 20 | 26.7 | C | [8 empty] | 48.9 |  | Byadagi, Haveri, Karnataka, INDIA | 14.673,75.514 | M | view | Agricultural
India | Karnataka | Pj76533 | 76533 | 811 | Byadareddyhalli | Q3-16 | D | Active | A | 50 | C | 50 | [10 empty] | 79 |  | Byadareddyhalli, Thallaku, Challakere, Chitradurga, Karnataka, INDIA | 14.498,76.732 | M | view | Agricultural
India | Karnataka | Pj75009 | 75009 | 811 | Byagwat | Dec-17 |  | Active | A | 40 |  | 40 | 54.09 | [9 empty] | 75 |  | Byagwat, Manvi, Raichur, Karnataka, INDIA | 15.992,76.932 | M | view | Agricultural
India | Karnataka | Pj71319 | 71319 | 811 | Challakere | Feb-17 |  | Active | A | 10 |  | 10 | 12.2 | C | 21.3 | C | 5110 |  | 18615 |  |  |  | 26.5 |  | Challakere, Chitradurga, Karnataka, INDIA | 14.263,76.776 | M | view | Agricultural
India | Karnataka | Pj76690 | 76690 | 811 | Challakere AEPL | Q3-21 | D | Planned | C | 20 |  | 20 | 25.6 | C | [10 empty] | Challakere, Chitradurga, Karnataka, INDIA | 14.293,76.567 | E
India | Karnataka | Pj67026 | 67026 | 811 | Chamrajanagara | Jan-18 |  | Active | A | 20 |  | 20 | 27 | [9 empty] | 42.4 |  | Kulagana, Chamarajnagar, Karnataka, INDIA | 11.941,76.732 | M | view | Agricultural
India | Karnataka | Pj68590 | 68590 | 811 | Chandapur | Jun-17 |  | Active | A | 10 |  | 10 | 12.2 | C | [8 empty] | 13.7 |  | Chandapur, Haveri, Karnataka, INDIA | 14.965,75.186 | M | view | Agricultural
~2,000 rows of data
Japan | Tochigi | Pj70394 | 70394 | 811 | Yaita | May-18 |  | Active | A | 41 |  | 41 | 48 | C | 47.15 |  | 8938 |  | 25980 |  |  |  | 49.5 |  | Yaita-shi, Tochigi-ken, JAPAN | 36.78,139.975 | M | view | Former golf course
Japan | Tochigi | Pj77680 | 77680 | 811 | Yaita A | 2019 | D | Active | A | 20.5 | C | 20.5 | 25 | C | [8 empty] | 29.9 |  | Yaita-shi, Tochigi-ken, JAPAN | 36.769,139.911 | M | view | Woodland
Japan | Tokushima | Pj62139 | 62139 | 811 | Komatsushima | Feb-15 |  | Active | A | 18 | C | 18 | 21 |  | 25 | [7 empty] | 25.3 |  | Komatsushima, Tokushima-ken, JAPAN | 33.99,134.614 | M | view |  |  | photo
Japan | Tottori | Pj70944 | 70944 | 811 | Daisen | Aug-17 |  | Active | A | 22.9 | C | 22.9 | 27.3024 |  | 26.259 | [7 empty] | 45.4 |  | Daisen-cho, Tottori-ken, JAPAN | 35.426,133.534 | M | view | Agricultural
Japan | Tottori | Pj68377 | 68377 | 811 | Kurayoshi | Jun-20 | E | Building | B | 31 | C | 31 | 36.6 |  | 42 |  | 12000 | [7 empty] | Kurayoshi, Tottori-ken, JAPAN | 35.455, 133.765 | E
Japan | Tottori | Pj78485 | 78485 | 811 | Saihaku A | 2016 | D | Active | A | 3.69 | C | 3.69 | 4.5 | C | [8 empty] | 5.3 |  | Saihaku, Tottori-ken, JAPAN | 35.3261,133.4373 | M | view | Agricultural
Japan | Tottori | Pj78486 | 78486 | 811 | Yonago A | 2014 | D | Active | A | 4.92 | C | 4.92 | 6 | C | [8 empty] | 7.5 |  | Yonago, Tottori-ken, JAPAN | 35.4422,133.2948 | M | view | Portside
Japan | Tottori | Pj63246 | 63246 | 811 | Yonago SB | Feb-14 |  | Active | A | 36 | C | 36 | 42.9 | [9 empty] | 53.4 |  | Yonago, Tottori-ken, JAPAN | 35.467,133.258 | M | view |  |  | photo
Japan | Tottori | Pj67390 | 67390 | 811 | Yonago TCL | May-18 |  | Active | A | 24.7 | C | 24.7 | 29.2 | [9 empty] | 45.2 |  | Yonago, Tottori-ken, JAPAN | 35.428,133.445 | M | view | Former golf course |  | photo
Japan | Toyama | Pj72196 | 72196 | 811 | Funakura | Apr-15 |  | Active | A | 6 |  | 6 | 7.7 |  | 9.4894 | [7 empty] | 16.1 |  | Jike, Toyama-ken, JAPAN | 36.568,137.236 | M | view | Brownfield |  | photo
Japan | Wakayama | Pj75028 | 75028 | 811 | Iwade | Sep-19 |  | Active | A | 10.1 | C | 10.1 | 12 | [9 empty] | 17.8 |  | Iwade, Wakayama-ken, JAPAN | 34.291,135.31 | M | view | Quarry/mine
Japan | Wakayama | Pj73681 | 73681 | 811 | Miyami A | Q2-17 | D | Active | A | 20.5 | C | 20.5 | 25 | C | [8 empty] | 31.2 |  | Miyami, Wakayama-ken, JAPAN | 34.291,135.084 | M | view | Quarry/mine
Japan | Wakayama | Pj75942 | 75942 | 811 | Nishimuro | Jun-22 |  | Building | B | 93.2 | C | 93.2 | 111.055 |  | 150 |  |  |  | 900000 | [5 empty] | Nishimuro, Wakayama-ken, JAPAN | 33.73,135.465 |  | plan
Japan | Wakayama | Pj75936 | 75936 | 811 | Nishimuro A | 2016 | D | Active | A | 20.5 | C | 20.5 | 25 | C | [8 empty] | 26.5 |  | Nishimuro, Wakayama-ken, JAPAN | 33.684,135.435 | M | view | Former golf course
Japan | Wakayama | Pj75937 | 75937 | 811 | Nishimuro B | Q2-17 | D | Active | A | 9.84 | C | 9.84 | 12 | C | [8 empty] | 14.9 |  | Nishimura, Wakayama-ken, JAPAN | 33.732,135.47 | M | view | Former golf course
Japan | Wakayama | Pj65302 | 65302 | 811 | Wakayama | Sep-16 |  | Active | A | 20.2 | C | 20.2 | 24 | [9 empty] | 25.8 |  | Miyami, Wakayama-ken, JAPAN | 34.281,135.099 | M | view | Quarry/mine
Japan | Yamagata | Pj69588 | 69588 | 811 | Kawanishi | May-18 |  | Active | A | 19.6 | C | 19.6 | 25 | [9 empty] | 53.3 |  | Kawanishi, Yamagata-ken, JAPAN | 37.909,140 | M | view | Former golf course
Japan | Yamaguchi | Pj75907 | 75907 | 811 | Aiofutajima A | 2018 | D | Active | A | 7.38 | C | 7.38 | 9 | C | [8 empty] | 11 |  | Aiofutajima, Yamaguchi-ken, JAPAN | 34.026,131.408 | M | view | Portside
Japan | Yamaguchi | Pj68749 | 68749 | 811 | Hagi | Jan-18 |  | Active | A | 17.9 | C | 17.9 | 21.1 |  | 23 |  | 7730 | [7 empty] | Hagi, Yamaguchi-ken, JAPAN | 34.455,131.445 | E
Japan | Yamaguchi | Pj66283 | 66283 | 811 | Hofu | Oct-16 |  | Active | A | 10.2 | C | 10.2 | 12 | [9 empty] | 15.1 |  | Hofu, Yamaguchi-ken, JAPAN | 34.0305,131.5849 | M | view | Portside
Japan | Yamaguchi | Pj65863 | 65863 | 811 | Onoda | Dec-13 |  | Active | A | 11 | C | 11 | 13 | [9 empty] | 16 |  | Onoda, Yamaguchi-ken, JAPAN | 33.9875,131.1661 | M | view |  |  | photo
Japan | Yamaguchi | Pj65864 | 65864 | 811 | Onoda 4 | 2013 | D | Active | A | 3.28 | C | 3.28 | 4 | C | [8 empty] | 12 |  | Onoda, Yamaguchi-ken, JAPAN | 33.943,131.193 | M | view
Japan | Yamaguchi | Pj68786 | 68786 | 811 | Shin Mine CSI | May-18 |  | Active | A | 47.7 | C | 47.7 | 56.34 |  | 62 | [7 empty] | 73.4 |  | Mine, Yamaguchi-ken, JAPAN | 34.255,131.18 | M | view | Former golf course |  | photo
Japan | Yamaguchi | Pj72551 | 72551 | 811 | Shin Mine Orix | Oct-21 |  | Building | B | 47.6 | C | 47.6 | 56.4 |  | 64.8803 | [9 empty] | Mine, Yamaguchi-ken, JAPAN | 34.137, 131.22 | E
Japan | Yamaguchi | Pj78864 | 78864 | 811 | Shin Mine SDX | Jun-20 |  | Active | A | 11.9 | C | 11.9 | 14 | [9 empty] | 15.9 |  | Mine, Yamaguchi-ken, JAPAN | 34.117,131.105 | M | view | Brownfield
Japan | Yamaguchi | Pj64534 | 64534 | 811 | US Power | Jul-14 |  | Active | A | 18 | C | 18 | 21.29 |  | 25.01 | [7 empty] | 26 |  | Ube, Yamaguchi-ken, JAPAN | 33.953,131.221 | M | view |  |  | photo
Japan | Yamaguchi | Pj73682 | 73682 | 811 | Yamaguchi A | 2014 | D | Active | A | 4.51 | C | 4.51 | 5.5 | C | [8 empty] | 7.4 |  | Yamaguchi-ken, JAPAN | 34.0108,131.4558 | M | view | Industrial area
Japan | Yamaguchi | Pj68748 | 68748 | 811 | Yamaguchi CSI | Nov-16 |  | Active | A | 20.2 | C | 20.2 | 23.8298 |  | 28.487 | [7 empty] | 23.9 |  | Aiofutajima, Yamaguchi-ken, JAPAN | 34.016,131.411 | M | view | Portside
Japan | Yamanashi | Pm79725 | 79725 | 811 | Hokuto | May-15 | B | Active | A | 3.8 | A | 0 | 4.48 | B | [10 empty] | Hokuto, Yamanashi-ken, JAPAN | 35.8007,138.4176 | N | <view | Woodland |  | photo | Part of project Hokuto comprising 2 phases totalling: 3.8 MWAC; 4.5 MWp.
Japan | Yamanashi | ph68369 | 68369 | 811 | Hokuto A | Feb-15 |  | Active | A | 1.89 | C | 1.89 | 2.27 | [9 empty] | 2.7 |  | Hokuto, Yamanashi-ken, JAPAN | 35.8007,138.4176 | M | view | Woodland |  | photo
Japan | Yamanashi | ph68371 | 68371 | 811 | Hokuto B | May-15 |  | Active | A | 1.89 | C | 1.89 | 2.21 | [11 empty] | Hokuto, Yamanashi-ken, JAPAN | 35.815, 138.42 |  |  |  |  | photo
Japan | Yamanashi | Pj68379 | 68379 | 811 | Hokuto C | Jun-15 |  | Active | A | 4.838 | C | 4.838 | 5.9 | C | [8 empty] | 14.7 |  | Hokuto, Yamanashi-ken, JAPAN | 35.897,138.48 | M | view | Woodland
Japan | Yamanashi | Pj68380 | 68380 | 811 | Kai-shi A | 2013 | D | Active | A | 3.526 | C | 3.526 | 4.3 | C | [8 empty] | 10.8 |  | Kai-shi, Yamanashi-ken, JAPAN | 35.707,138.493 | M | view | Woodland
Japan | Yamanashi | Pj61056 | 61056 | 811 | Komekurayama | Jan-12 |  | Active | A | 10 |  | 10 | 12.1 | C | [8 empty] | 12.1 |  | Kofu, Yamanashi-ken, JAPAN | 35.5832,138.570 | M | view | Woodland
Japan | Yamanashi | Pj76015 | 76015 | 811 | Yamanashi Kai | Dec-20 | E | Planned | C | 14.4 | C | 14.4 | 17.2804 |  | 22.9335 |  |  |  | 11569.9 | [5 empty] | Kai, Yamanashi-ken, JAPAN | 35.722,138.505
~2,000 rows of data
Spain | La Rioja | Pj77617 | 77617 | 811 | Alfaro | Oct-19 |  | Active | A | 9.49 | C | 9.49 | 11 | [11 empty] | Alfaro, La Rioja, SPAIN | 42.152,-1.705 | E
Spain | La Rioja | Pj60022 | 60022 | 811 | Arnedo | Sep-08 |  | Active | A | 30 |  | 30 | 34.23 |  | 49.9365 |  | 11451 |  | 37500 |  |  |  | 69.7 |  | Quel, Arnedo, La Rioja, SPAIN | 42.277,-2.044 | M | view |  |  | photo
Spain | La Rioja | Pj78778 | 78778 | 811 | Autol A | 2008 | D | Active | A | 3.28 | C | 3.28 | 4 | C | [8 empty] | 14.1 |  | Autol, La Rioja, SPAIN | 42.254,-1.998 | M | view | Agricultural
Spain | La Rioja | Pj60162 | 60162 | 811 | Fuenmayor | 2009 | D | Active | A | 8.45 | C | 8.45 | 9.9 | [9 empty] | 10.4 |  | Fuenmayor, La Rioja, SPAIN | 42.4704,-2.6076 | M | view |  | Website
Spain | La Rioja | Pj61068 | 61068 | 811 | Valdelaguna | Jan-10 |  | Active | A | 9.33 | C | 9.33 | 10.93 |  | 16 |  | 5333 |  | 12200 |  |  |  | 19.2 |  | Valdelaguna, La Rioja, SPAIN | 36.955,-2.435 | M | view |  |  | photo
Spain | León | Pj77656 | 77656 | 811 | ES20LE LU-I | Jul-20 | E | Planned | C | 77.7 | C | 77.7 | 90 |  | 175.5 | [9 empty] | León, SPAIN
Spain | León | Pj77655 | 77655 | 811 | ES20LE VI-I | Jul-20 | E | Planned | C | 43.2 | C | 43.2 | 50 |  | 97.5 | [9 empty] | León, SPAIN
Spain | Lleida | Pj68757 | 68757 | 812 | Borges CSP | Jan-13 |  | Active | A | 22.5 |  | 22.5 |  |  | 98 | [7 empty] | 70 |  | Juneda, Lleida, SPAIN | 41.529,0.805 | M | view | Agricultural
Spain | Lleida | Pj77431 | 77431 | 811 | Mangraners | 2023 | D | Planned | C | 154 | C | 154 | 180 |  | 350 | [9 empty] | Alcarràs, Lleida, SPAIN | 41.614,0.502 |  | plan
Spain | Málaga | Pj60222 | 60222 | 811 | Archidona | 2008 | D | Active | A | 6.47 | C | 6.47 | 7.37 |  | 11.0776 |  | 2540 |  | 3966 |  |  |  | 20.9 |  | Archidona, Málaga, SPAIN | 37.09,-4.433 | M | view |  | Info | photo
Spain | Málaga | Pj79882 | 79882 | 811 | La Vega I+II | Dec-20 |  | Active | A | 72.6 | C | 72.6 | 86 |  | 171 |  |  |  | 79600 | [5 empty] | Teba, Málaga, SPAIN | 37.01,-4.985
Spain | Málaga | Pj60232 | 60232 | 811 | Moclinejo | 2008 | D | Active | A | 6.14 | C | 6.14 | 7 | [9 empty] | 14.2 |  | Moclinejo, Málaga, SPAIN | 36.7848,-4.2672 | M | view
Spain | Murcia | Pj60259 | 60259 | 811 | Alhama | 2008 | D | Active | A | 5.59 | C | 5.59 | 6.34 |  | 10.044 |  | 3348 |  | 7030 |  |  |  | 15.3 |  | Alhama, Murcia, SPAIN | 37.834,-1.384 | M | view | Agricultural |  | photo
Spain | Murcia | Pj78776 | 78776 | 811 | Alhama B | 2010 | D | Active | A | 3.69 | C | 3.69 | 4.5 | C | [8 empty] | 17 |  | Alhama, Murcia, SPAIN | 37.779,-1.43 | M | view | Agricultural
Spain | Murcia | Pj60240 | 60240 | 811 | Blanca | 2008 | D | Active | A | 6.13 | C | 6.13 | 6.96 |  | 8.745 |  | 2915 |  | 6121.5 |  |  |  | 11.3 |  | Blanca, Murcia, SPAIN | 38.2216,-1.3163 | M | view |  |  | photo
Spain | Murcia | Pj60345 | 60345 | 811 | Bullas | 2007 | D | Active | A | 4.37 | C | 4.37 | 5.02 | [9 empty] | 18.4 |  | Bullas, Murcia, SPAIN | 38.052,-1.687 | M | view
Spain | Murcia | Pj60054 | 60054 | 811 | Calasparra | 2008 | D | Active | A | 17.6 | C | 17.6 | 20 | [5 empty] | 44000 |  |  |  | 48.5 |  | Calasparra, Murcia, SPAIN | 38.26,-1.682 | M | view |  | Info | photo
Spain | Murcia | Pj78737 | 78737 | 811 | Campos del Rio |  |  | Building | B | 8.75 | C | 8.75 | 9.995 | [11 empty] | Campos del Río, Murcia, SPAIN | 38.06,-1.341 | E
Spain | Murcia | Pj63593 | 63593 | 811 | Casas Coloradas | 2010 | D | Active | A | 6.19 | C | 6.19 | 7.02 |  | 11 |  | 3667 |  | 7700 |  |  |  | 18.2 |  | Los Martinez del Puerto, Murcia, Murcia, SPAIN | 37.8094,-1.0631 | M | view |  |  | photo
Spain | Murcia | Pj75074 | 75074 | 811 | Cazalla A | 2011 | D | Active | A | 3.28 | C | 3.28 | 4 | C | [8 empty] | 13.1 |  | Cazalla, Murcia, SPAIN | 37.624,-1.626 | M | view | Agricultural
Spain | Murcia | Pj73304 | 73304 | 811 | Charquillos |  |  | Planned | C | 43.8 | C | 43.8 | 50 | [11 empty] | Charquillos, Jumilla, Murcia, SPAIN | 38.555,-1.21 | E
Spain | Murcia | Pj73059 | 73059 | 811 | Cieza IGS | Jun-08 |  | Active | A | 5.9 |  | 5.9 | 7.3 | [9 empty] | 6.6 |  | Cieza, Murcia, SPAIN | 38.2584,-1.4568 | M | view | Agricultural
Spain | Murcia | Pj73058 | 73058 | 811 | Espartosa | Jun-08 |  | Active | A | 4.7 |  | 4.7 | 5.4 | [9 empty] | 6.7 |  | Cieza, Murcia, SPAIN | 38.2813,-1.51 | M | view | Agricultural
Spain | Murcia | Pm60028 | 60028 | 811 | Fuente Álamo | 2010 | D | Active | A | 36 | A | 0 | 40.98 | B | [8 empty] | 94.1 | B | Fuente Álamo, Murcia, SPAIN | 37.685,-1.174 | N | <view |  | Info |  | Part of project Fuente Álamo comprising 4 phases totalling: 36.1 MWAC; 41 MWp.
Spain | Murcia | ph63590 | 63590 | 811 | Fuente Álamo I | 2010 | D | Active | A | 13 | C | 13 | 14.8 | [9 empty] | 33.3 |  | Fuente Álamo, Murcia, SPAIN | 37.683,-1.158 | M | view
Spain | Murcia | ph63588 | 63588 | 811 | Fuente Álamo II | 2010 | D | Active | A | 7.82 | C | 7.82 | 8.87 |  | 15.778 |  | 5259 |  | 11044.4 |  |  |  | 20.2 |  | Fuente Álamo, Murcia, SPAIN | 37.685,-1.174 | M | view
Spain | Murcia | ph63589 | 63589 | 811 | Fuente Álamo III | 2010 | D | Active | A | 9.09 | C | 9.09 | 10.31 |  | 17.761 |  | 5290 |  | 12432.7 |  |  |  | 22.4 |  | Fuente Álamo, Murcia, SPAIN | 37.69,-1.162 | M | view
Spain | Murcia | ph60451 | 60451 | 811 | Fuente Álamo IV | Dec-10 |  | Active | A | 6.17 | C | 6.17 | 7 | [9 empty] | 18.2 |  | Fuente Álamo, Murcia, SPAIN | 37.685,-1.18 | M | view | Agricultural
Spain | Murcia | Pj79899 | 79899 | 811 | Fuente Álamo RW | Dec-08 |  | Active | A | 3.5 |  | 3.5 | 3.97 | C | [8 empty] | 21.8 |  | Fuente Álamo, Murcia, SPAIN | 37.69,-1.188 | M | view | Agricultural
Spain | Murcia | Pj60314 | 60314 | 811 | Hinojar | 2008 | D | Active | A | 4.93 | C | 4.93 | 5.5 | [9 empty] | 13.8 |  | Lorca, Murcia, SPAIN | 37.685,-1.533 | M | view |  | Website | photo
Spain | Murcia | Pj60039 | 60039 | 811 | Hoya de Los Vicentes | Nov-07 |  | Active | A | 20 |  | 20 | 23 |  | 41.6 |  | 20000 |  | 42000 |  |  |  | 80.2 |  | Hoya de Vincente, Jumilla, Murcia, SPAIN | 38.364,-1.277 | M | view |  |  | photo
Spain | Murcia | Pj62137 | 62137 | 811 | Jumilla |  |  | Planned | C | 251 | C | 251 | 287 | [9 empty] | 500 |  | Jumilla, Murcia, SPAIN | 38.635,-1.345 | E
Spain | Murcia | Pj75328 | 75328 | 811 | Jumilla B | 2008 | D | Active | A | 6.56 | C | 6.56 | 8 | C | [8 empty] | 18.4 |  | Jumilla, Murcia, SPAIN | 38.47,-1.421 | M | view | Agricultural
Spain | Murcia | Pj77954 | 77954 | 811 | La Aljorra |  |  | Planned | C | 87.6 | C | 87.6 | 100 | [11 empty] | Cartagena, Murcia, SPAIN | 37.71,-1.11 | E
Spain | Murcia | Pj71845 | 71845 | 811 | La Pedrera MU | Jan-20 | E | Planned | C | 50 |  | 50 | 60.1 | C | 100 | [9 empty] | La Pedrera, Murcia, SPAIN | 37.82,-0.995 | E
Spain | Murcia | Pj60090 | 60090 | 811 | Lobosillo | 2007 | D | Active | A | 11.2 | C | 11.2 | 12.7 | [9 empty] | 26 |  | El Albujon, Lobosillo, Murcia, SPAIN | 37.7336,-1.0596 | M | view |  |  | photo
Spain | Murcia | Pj70105 | 70105 | 811 | Lorca |  |  | Planned | C | 251 | C | 251 | 287 | [9 empty] | 450 |  | Lorca, Aledo and Totana, Lorca, Murcia, SPAIN | 37.73,-1.57 | E
Spain | Murcia | Pm79761 | 79761 | 811 | Los Alcazares |  |  | Building | B | 7.1 | A | 0 | 8.019 | B | [10 empty] | Los Alcázares, Murcia, SPAIN | 37.781,-0.886 | E |  |  |  |  | Part of project Los Alcazares comprising 2 phases totalling: 7 MWAC; 8 MWp.
Spain | Murcia | ph78740 | 78740 | 811 | Los Alcazares 1 |  |  | Building | B | 4.96 | C | 4.96 | 5.665 | [11 empty] | Los Alcázares, Murcia, SPAIN | 37.781,-0.886 | E
Spain | Murcia | ph78752 | 78752 | 811 | Los Alcazares 2 |  |  | Building | B | 2.06 | C | 2.06 | 2.354 | [11 empty] | Los Alcázares, Murcia, SPAIN | 37.781,-0.886 | E
Spain | Murcia | Pj60256 | 60256 | 811 | Mazarrón | 2009 | D | Active | A | 5.68 | C | 5.68 | 6.4 | [9 empty] | 23.5 |  | Mazarrón, Murcia, SPAIN | 37.642,-1.348 | M | view |  |  | photo
Spain | Murcia | Pj61095 | 61095 | 811 | Mazarrón Conergy | Feb-12 |  | Active | A | 4.67 | C | 4.67 | 5.3 |  | 8.1 |  | 2700 |  | 4000 |  |  |  | 18.2 |  | Mazarrón, Murcia, SPAIN | 37.626,-1.361 | M | view |  |  | photo
Spain | Murcia | Pj60119 | 60119 | 811 | Moratalla | Jan-10 |  | Active | A | 10 |  | 10 | 11 |  | 23 | C | 2222 |  | 17400 |  |  |  | 47.4 |  | Moratalla, Murcia, SPAIN | 38.301,-1.763 | M | view | Agricultural |  | photo
Spain | Murcia | Pj62136 | 62136 | 811 | Mula | 2019 | D | Active | A | 450 |  | 450 | 493.74 |  | 750 |  |  |  | 135750 |  |  |  | 1088 |  | Barqueros, Mula, Murcia, SPAIN | 37.955,-1.405 |  |  |  |  | photo
Spain | Murcia | Pm79742 | 79742 | 811 | Puerto Errado | May-12 | B | Active | A | 31.4 | A | 0 |  |  | 51 | B | [6 empty] | 74 | B | Calasparra, Murcia, SPAIN | 38.2844,-1.596 | N | <view | Agricultural |  |  | Part of project Puerto Errado comprising 2 phases totalling: 31.4 MWAC; 31.4 MWp; 51 GWh/yr.
Spain | Murcia | ph71043 | 71043 | 812 | Puerto Errado 1 | Apr-09 |  | Active | A | 1.4 |  | 1.4 |  |  | 2 | [7 empty] | 8.8 |  | Calasparra, Murcia, SPAIN | 38.2844,-1.596 | M | view | Agricultural
Spain | Murcia | ph71044 | 71044 | 812 | Puerto Errado 2 | May-12 |  | Active | A | 30 |  | 30 |  |  | 49 | [7 empty] | 65.2 |  | Calasparra, Murcia, SPAIN | 38.284,-1.6 | M | view | Agricultural
~5,000 rows of data
United States | Virginia | Pj75297 | 75297 | 811 | Pamplin | Jul-20 | D | Active | A | 15.7 |  | 15.7 | 20.4 | C | [10 empty] | Pamplin, Appomattox County, Virginia, UNITED STATES | 37.282,-78.722 | E
United States | Virginia | Pj72626 | 72626 | 811 | Pleinmont 1 | Oct-20 | E | Active | A | 75 |  | 75 | 97.2 | C |  |  |  |  | 125000 | [5 empty] | Livingston, Spotsylvania County, Virginia, UNITED STATES | 38.255,-77.735 |  | plan
United States | Virginia | Pj72629 | 72629 | 811 | Pleinmont 2 | Jul-21 | E | Building | B | 240 |  | 240 | 304 | C | 536.25 | E |  |  | 375000 | [5 empty] | Spotsylvania County, Virginia, UNITED STATES | 38.235,-77.805 | E
United States | Virginia | Pj71229 | 71229 | 811 | Port Conway |  |  | Planned | C | 20 |  | 20 | 25.4 | C | [8 empty] | 135 |  | Fredricksburg, King George County, Virginia, UNITED STATES | 38.23,-77.21 | E
United States | Virginia | Pj69761 | 69761 | 811 | Puller | Oct-18 |  | Active | A | 15 |  | 15 | 19 | C |  |  | 3750 | [5 empty] | 49 |  | Hartfield, Middlesex County, Virginia, UNITED STATES | 37.572,-76.476 | E
United States | Virginia | Pj65051 | 65051 | 811 | Remington | Oct-17 |  | Active | A | 20 |  | 20 | 25.2 | C |  |  | 5000 | [5 empty] | 22.6 |  | Remington, Fauquier County, Virginia, UNITED STATES | 38.547,-77.775 | M | view | Agricultural |  | photo
United States | Virginia | Pj72630 | 72630 | 811 | Richmond Spider | Dec-20 | E | Building | B | 20 |  | 20 | 25.9 | C | [10 empty] | Livingston, Spotsylvania County, Virginia, UNITED STATES | 38.255,-77.77 | E
United States | Virginia | Pj75504 | 75504 | 811 | Ringgold Road |  |  | Building | B | 12 |  | 12 | 15.2 | C | [10 empty] | Ringgold, Danville, Pittsylvania County, Virginia, UNITED STATES | 36.592,-79.298 | E |  | Former golf course
United States | Virginia | Pj75294 | 75294 | 811 | Rives Road | May-20 | D | Active | A | 19.7 |  | 19.7 | 25.5 | C | [10 empty] | Petersburg, Prince George County, Virginia, UNITED STATES | 37.175,-77.336 | E
United States | Virginia | Pj71818 | 71818 | 811 | Rustburg | Apr-21 | E | Planned | C | 15 |  | 15 | 19.2 | C |  | E | [6 empty] | 41 |  | Rustburg, Campbell County, Virginia, UNITED STATES | 37.285,-79.145 | E
United States | Virginia | Pj74557 | 74557 | 811 | Sadler | Dec-20 | E | Building | B | 100 |  | 100 | 130 | C | [10 empty] | Emporia, Greensville County, Virginia, UNITED STATES | 36.68875,-77.604208
United States | Virginia | Pj69009 | 69009 | 811 | Sappony | Nov-17 |  | Active | A | 20 |  | 20 | 25.2 | C | [8 empty] | 48.5 |  | Stony Creek, Sussex County, Virginia, UNITED STATES | 36.94,-77.418 | M | view | Agricultural
United States | Virginia | Pj66377 | 66377 | 811 | Scott | Dec-16 |  | Active | A | 17 |  | 17 | 21.4 | C | [8 empty] | 51.1 |  | Powhatan, Powhatan County, Virginia, UNITED STATES | 37.532,-77.944 | M | view | Woodland |  | photo
United States | Virginia | Pj77736 | 77736 | 811 | Scott AMZN | 2017 | D | Active | A | 20 | C | 20 | [10 empty] | 51.7 |  | Powhatan, Powhatan County, Virginia, UNITED STATES | 37.525,-77.936 | M | view | Woodland
United States | Virginia | Pj74048 | 74048 | 811 | Skipjack | Dec-21 | E | Building | B | 175 |  | 175 | 222 | C | [8 empty] | 480 |  | Charles City County, Virginia, UNITED STATES | 37.385,-77.09 | E
United States | Virginia | Pj70618 | 70618 | 811 | South Boston | Q4-20 | E | Planned | C | 10 |  | 10 | 13 | C | [8 empty] | 57 |  | South Boston, Halifax County, Virginia, UNITED STATES | 36.665,-78.895 | E
United States | Virginia | Pf71321 | 71321 | 811 | Spotsylvania | 2021 | D | Building | B | 500 | A | 0 | 620 | [9 empty] | 1420 |  | Livingston, Spotsylvania County, Virginia, UNITED STATES | 38.23,-77.77 | E |  |  |  |  | Part of portfolio Spotsylvania comprising 4 projects totalling: 500 MWAC; 641.1 MWp.
United States | Virginia | Pj72628 | 72628 | 811 | Spring Grove I | Nov-20 | E | Building | B | 97.9 |  | 97.9 | 127 | C | 227.389 |  | 18273 |  | 169227 |  | 36237 |  |  |  | Spring Grove, Surry County, Virginia, UNITED STATES | 37.175,-76.925 |  | plan
United States | Virginia | Pj77737 | 77737 | 811 | Stratford VA | Nov-21 |  | Planned | C | 15 |  | 15 | 19.2 | C | [10 empty] | Suffolk City, Virginia, UNITED STATES | 36.71,-76.565 | E
United States | Virginia | Pj79789 | 79789 | 811 | Sycamore VA | Sep-22 | E | Planned | C | 42 |  | 42 | 53.2 | C | [10 empty] | Sycamore, Pittsylvania County, Virginia, UNITED STATES | 37.017,-79.331 | E
United States | Virginia | Pj75119 | 75119 | 811 | Turner |  |  | Planned | C | 20 |  | 20 | 25.4 | C | [10 empty] | Henrico County, Virginia, UNITED STATES | 37.473,-77.301 | E
United States | Virginia | Pj75302 | 75302 | 811 | Twittys Creek | Dec-20 | E | Building | B | 13.8 |  | 13.8 | 17.9 | C | [10 empty] | Walton, Charlotte County, Virginia, UNITED STATES | 37.025,-78.58 | E
United States | Virginia | Pj77588 | 77588 | 811 | US20VA AMZN |  |  | Planned | C | 130 |  | 130 | 165 | C | [10 empty] | Virginia, UNITED STATES
United States | Virginia | Pj78301 | 78301 | 811 | US20VA Mantura | Dec-22 | E | Planned | C | 60 |  | 60 | 76.1 | C | [10 empty] | Virginia, UNITED STATES
United States | Virginia | Pj77712 | 77712 | 811 | Walnut VA | Dec-21 |  | Planned | C | 90 |  | 90 | 115 | C | [10 empty] | King and Queen County, Virginia, UNITED STATES | 37.73,-77 | E
United States | Virginia | Pj70619 | 70619 | 811 | Water Strider | Nov-20 | E | Building | B | 80 |  | 80 | 104 | [9 empty] | 389 |  | Nathalie, Halifax County, Virginia, UNITED STATES | 37.015,-79.0368 | E
United States | Virginia | Pj79353 | 79353 | 811 | Westmoreland | 2021 | D | Planned | C | 30 |  | 30 | 38.4 | C |  |  |  |  | 33000 | [5 empty] | Westmoreland County, Virginia, UNITED STATES | 38.02,-76.69 | E
United States | Virginia | Pj66378 | 66378 | 811 | Whitehouse | Dec-16 |  | Active | A | 20 |  | 20 | 25.1 | C |  |  | 5000 | [5 empty] | 62.1 |  | Louisa, Louisa County, Virginia, UNITED STATES | 38.021,-77.97 | M | view | Woodland
United States | Virginia | Pj72282 | 72282 | 811 | Woodland VA | 2017 | D | Active | A | 19 |  | 19 | 23.9 | C | 21.8922 | [7 empty] | 58.6 |  | Windsor, Isle of Wight County, Virginia, UNITED STATES | 36.89,-76.613 | M | view | Agricultural
United States | Virginia | Pj79360 | 79360 | 811 | Wythe County | 2023 | D | Planned | C | 75 |  | 75 | 95.1 | C | [10 empty] | Wythe County, Virginia, UNITED STATES | 36.82,-81.155 | E
United States | Washington | Pj72559 | 72559 | 811 | Adams-Neilson | Nov-18 |  | Active | A | 19.2 |  | 19.2 | 28 | [9 empty] | 69 |  | Ritzville, Adams County, Washington, UNITED STATES | 46.992,-118.619 | E
United States | Washington | Ps72713 | 72713 | 811 | Columbia WA | Oct-21 | C | Planned | C | 25 | A | 0 | 30 | B |  |  | 5000 | [7 empty] | Ellensburg, Kittitas County, Washington, UNITED STATES | 46.974,-120.576 | [5 empty] | Part of project Columbia WA comprising 5 sites totalling: 25 MWAC; 31.8 MWp.
United States | Washington | pp72919 | 72919 | 811 | Columbia WA - Camas | Oct-21 | E | Planned | C | 5 |  | 5 | 6.37 | C | [10 empty] | Ellensburg, Kittitas County, Washington, UNITED STATES | 46.957,-120.505
United States | Washington | pp72920 | 72920 | 811 | Columbia WA - Fumaria | Oct-21 | E | Planned | C | 5 |  | 5 | 6.37 | C | [10 empty] | Ellensburg, Kittitas County, Washington, UNITED STATES | 47.061,-120.584
United States | Washington | pp72921 | 72921 | 811 | Columbia WA - Penstemon | Oct-21 | E | Planned | C | 5 |  | 5 | 6.37 | C | [10 empty] | Ellensburg, Kittitas County, Washington, UNITED STATES | 46.961,-120.48
United States | Washington | pp72922 | 72922 | 811 | Columbia WA - Typha | Oct-21 | E | Planned | C | 5 |  | 5 | 6.37 | C | [10 empty] | Ellensburg, Kittitas County, Washington, UNITED STATES | 47.025,-120.627
United States | Washington | pp72923 | 72923 | 811 | Columbia WA - Urtica | Oct-21 | E | Planned | C | 5 |  | 5 | 6.37 | C | [10 empty] | Ellensburg, Kittitas County, Washington, UNITED STATES | 46.974,-120.576
United States | Washington | Pj69513 | 69513 | 811 | Hanford | 2019 | E | Planned | C | 20 |  | 20 | 25.8 | C | [10 empty] | Richland, Benton County, Washington, UNITED STATES | 46.43,-119.43 | E
United States | Washington | Pj68483 | 68483 | 811 | Kittitas |  |  | Planned | C | 4.5 |  | 4.5 | 5.82 | C |  |  | 600 | [5 empty] | 19.4 |  | Kittitas, Kittitas County, Washington, UNITED STATES | 46.998, -120.376 |  | plan
United States | Washington | Pj73413 | 73413 | 811 | Lund Hill | Dec-21 |  | Planned | C | 150 |  | 150 | 193 | C | [10 empty] | Roosevelt, Klickitat County, Washington, UNITED STATES | 45.858,-120.234 |  | plan
United States | Washington | Pj71733 | 71733 | 811 | Tono US | Dec-22 | E | Planned | C | 80 |  | 80 | 103 | C | [8 empty] | 405 |  | Centralia, Lewis County, Washington, UNITED STATES | 46.76,-122.84 | E |  | Quarry/mine
United States | Wisconsin | Pj74264 | 74264 | 811 | Arcadia | Sep-19 |  | Active | A | 5 |  | 5 | 6.78 | [11 empty] | Arcadia, Trempealeau County, Wisconsin, UNITED STATES | 44.248,-91.517 | E
United States | Wisconsin | Pj71905 | 71905 | 811 | Badger Hollow | Dec-21 | E | Building | B | 300 |  | 300 | 400 |  | 690 | E | 77100 |  | 230000 |  |  |  | 1420 |  | Cobb, Iowa County, Wisconsin, UNITED STATES | 42.941,-90.368 |  | plan | Agricultural
United States | Wisconsin | Pj73420 | 73420 | 811 | Badger State | Q4-22 | F | Planned | C | 149 |  | 149 | 197 | C |  |  | 20000 | [7 empty] | Oakland, Jefferson County, Wisconsin, UNITED STATES | 43,-88.91 | E
United States | Wisconsin | Pj77078 | 77078 | 811 | Dane County 2 |  |  | Planned | C | 15 |  | 15 | 19.8 | C | [8 empty] | 51 |  | Cottage Grove, Dane County, Wisconsin, UNITED STATES | 43.065,-89.195 | E
United States | Wisconsin | Pj72595 | 72595 | 811 | Dane County MSN | Dec-20 |  | Active | A | 9 |  | 9 | 10.26 | C | [8 empty] | 17 |  | Madison, Dane County, Wisconsin, UNITED STATES | 43.156,-89.328 | E
United States | Wisconsin | Pj74243 | 74243 | 811 | Middleton Airport | Jul-20 | D | Active | A | 5 |  | 5 | 6.71 | C | 9 | [9 empty] | Middleton, Dane County, Wisconsin, UNITED STATES | 43.115,-89.534 | E |  | Active airfield
United States | Wisconsin | Pj77589 | 77589 | 811 | O'Brien | 2021 | D | Planned | C | 20 |  | 20 | 26.7 | C | [10 empty] | Fitchburg, Dane County, Wisconsin, UNITED STATES | 42.997,-89.456 |  | plan
United States | Wisconsin | Pj69301 | 69301 | 811 | Osakis | Jul-18 |  | Active | A | 5 |  | 5 | 6.62 | C | [10 empty] | Osakis, Douglas County, Wisconsin, UNITED STATES | 45.875,-95.205 | E
United States | Wisconsin | Pj76740 | 76740 | 811 | Paris WI | 2022 | E | Planned | C | 200 |  | 200 | 265 | C |  |  | 55000 | E |  |  |  |  | 1500 |  | Paris, Kenosha County, Wisconsin, UNITED STATES | 42.635,-87.985 | E
United States | Wisconsin | Pj68868 | 68868 | 811 | Point Beach | Dec-21 |  | Planned | C | 100 |  | 100 | 132 | C |  |  | 23000 | [7 empty] | Two Rivers, Manitowoc County, Wisconsin, UNITED STATES | 44.271, -87.537 | E
United States | Wisconsin | Pj79364 | 79364 | 811 | Richland WI |  |  | Planned | C | 37.7 | C | 37.7 | 49.9 |  |  |  | 13000 | [7 empty] | Lone Rock, Richland County, Wisconsin, UNITED STATES | 43.21,-90.15 | E
United States | Wisconsin | Pj78287 | 78287 | 811 | Riverside | May-21 | E | Building | B | 4.4 |  | 4.4 | 6 | [11 empty] | West Riverside Energy Center, Beloit, Rock County, Wisconsin, UNITED STATES | 42.579,-89.048 | E
United States | Wisconsin | Pj71906 | 71906 | 811 | Two Creeks | Nov-20 |  | Active | A | 150 |  | 150 | 201 | [9 empty] | 320 |  | Two Creeks, Manitowoc County, Wisconsin, UNITED STATES | 44.25,-87.575 | E
United States | Wisconsin | Pj78347 | 78347 | 811 | Western Mustang |  |  | Planned | C | 74 |  | 74 | 97.9 | C | [8 empty] | 194 |  | Gilman, Taylor County, Wisconsin, UNITED STATES | 45.17,-90.835 | E
United States | Wyoming | Pj77700 | 77700 | 811 | Dinosolar |  |  | Planned | C | 240 |  | 240 | 310 | C | [8 empty] | 870 |  | Bar Nunn, Natrona County, Wyoming, UNITED STATES | 42.92,-106.385 |  | plan
United States | Wyoming | Pj72181 | 72181 | 811 | Raven |  |  | Planned | C | 66 |  | 66 | 80 | [9 empty] | 138 |  | Bryan, Sweetwater County, Wyoming, UNITED STATES | 41.63, -109.685 |  | plan
United States | Wyoming | Pj69848 | 69848 | 811 | South Mills | Mar-17 |  | Active | A | 3 |  | 3 | 4.1 | [11 empty] | Hardin, Big Horn County, Wyoming, UNITED STATES | 45.728,-107.636
United States | Wyoming | Pj70218 | 70218 | 811 | Sweetwater | Dec-18 |  | Active | A | 92 |  | 92 | 98.7 |  |  |  | 12 | [5 empty] | 280 |  | Sweetwater County, Wyoming, UNITED STATES | 41.625,-109.68 |  | plan |  |  | photo
Uruguay | Artigas | Pj65458 | 65458 | 811 | Alto Cielo | Feb-16 |  | Active | A | 20 |  | 20 | 26.4 | [9 empty] | 60.9 |  | Tomás Gomensoro, Artigas, URUGUAY | -30.421,-57.458 | M | view | Agricultural |  | photo
Uruguay | Paysandú | Pj65914 | 65914 | 811 | Dicano | Jun-18 |  | Active | A | 9.13 | C | 9.13 | 11.25 | [9 empty] | 49.9 |  | Paysandú, URUGUAY | -32.287,-58.027 | M | view | Agricultural
Uruguay | Paysandú | Pj65915 | 65915 | 811 | Fenima | Jun-18 |  | Active | A | 7.71 | C | 7.71 | 9.5 | [11 empty] | Paysandú, URUGUAY | -32.287,-58.027 | N | <view | Agricultural
Uruguay | Paysandú | Pf65913 | 65913 | 811 | Giacote + Casablanca |  |  | Planned | C | 60 | A | 0 | 74.25 |  | 125.4 | [9 empty] | Paysandú, URUGUAY | -32.287,-58.027 | N | <view | Agricultural | Info |  | Part of portfolio Giacote + Casablanca comprising 6 projects totalling: 59.7 MWAC; 74.2 MWp; 125.4 GWh/yr.
Uruguay | Paysandú | Pj65916 | 65916 | 811 | Petilcoran | Jun-18 |  | Active | A | 6.49 | C | 6.49 | 8 | [11 empty] | Paysandú, URUGUAY | -32.287,-58.027 | N | <view | Agricultural
Uruguay | Paysandú | Pj65917 | 65917 | 811 | Raditon | Jun-18 |  | Active | A | 7.71 | C | 7.71 | 9.5 | [9 empty] | 49 |  | Casablanca, Paysandú, URUGUAY | -32.39,-58.132 |  | plan
Uruguay | Río Negro | Pj71963 | 71963 | 811 | Menafra | 2018 | D | Active | A | 16.2 | C | 16.2 | 20 | [11 empty] | Menafra, Río Negro, URUGUAY | -32.6083,-57.4385
Uruguay | Río Negro | Pj71965 | 71965 | 811 | Yarnel | 2018 | D | Active | A | 9.5 |  | 9.5 | 11.6 |  | 16.1 | [7 empty] | 26.7 |  | Young, Río Negro, URUGUAY | -32.686,-57.606 | M | view | Agricultural
Uruguay | Río Negro | Pj65918 | 65918 | 811 | Young |  |  | Planned | C | 19 |  | 19 | 24 | [9 empty] | 118.7 |  | Young, Río Negro, URUGUAY | -32.609,-57.437 |  | plan |  | Info
Uruguay | Salto | Pj65919 | 65919 | 811 | Arapey | Jun-18 |  | Active | A | 9.69 | C | 9.69 | 12 | [11 empty] | Arapey, Salto, URUGUAY | -30.915,-57.468
Uruguay | Salto | Pj71960 | 71960 | 811 | Del Litoral | Q2-18 | D | Active | A | 12.7 | C | 12.7 | 16 | [9 empty] | 38.7 |  | Salto, Salto, URUGUAY | -31.44,-57.864 | M | view | Agricultural
Uruguay | Salto | Pj71962 | 71962 | 811 | El Naranjal | Q2-18 | D | Active | A | 40 |  | 40 | 50 | [9 empty] | 139.7 |  | Salto, Salto, URUGUAY | -31.262,-57.872 | M | view | Agricultural
Uruguay | Salto | Pj62435 | 62435 | 811 | La Jacinta | May-15 |  | Active | A | 50 |  | 50 | 64.8 |  | 102.735 |  | 34245 |  | 71915 |  |  |  | 130.6 |  | Salto, URUGUAY | -31.431,-57.911 | M | view | Agricultural |  | photo
Uruguay | San José | Pj75137 | 75137 | 811 | Punta del Tigre | Mar-21 |  | Planned | C | 65 |  | 65 | 81 | [11 empty] | Punta del Tigre, San José, URUGUAY | -34.735,-56.535 | E
Uruguay | Soriano | Pj71964 | 71964 | 811 | Natelu | Q2-18 | D | Active | A | 9.5 |  | 9.5 | 11.1 |  | 17.4 | [7 empty] | 20.1 |  | Soriano, URUGUAY | -33.26,-57.992 | M | view | Agricultural
US Virgin Islands | {nationwide} | Pj65242 | 65242 | 811 | Donoe | Feb-15 |  | Active | A | 4.2 |  | 4.2 | 5 | [9 empty] | 8.6 |  | St Thomas, US VIRGIN ISLANDS | 18.342,-64.9014 | M | view | Hillside
US Virgin Islands | {nationwide} | Pj64336 | 64336 | 811 | Spanish Town | Dec-13 |  | Active | A | 4 |  | 4 | 5.04 |  |  |  | 1500 | [5 empty] | 6.7 |  | St Croix, US VIRGIN ISLANDS | 17.7177,-64.7752 | M | view | Woodland
Uzbekistan | Namangan | Pj75057 | 75057 | 811 | Chust | Q4-20 | E | Building | B | 40 |  | 40 | 45.9 | [11 empty] | Chust, Namangan, UZBEKISTAN | 40.985,71.01 | E
Uzbekistan | Navoiy | Pj75124 | 75124 | 811 | Navoi |  |  | Planned | C | 100 |  | 100 | 115 | [11 empty] | Navoiy, UZBEKISTAN | 40.86,65.91 | E
Uzbekistan | Qoraqalpog‘iston Respublikasi | Pj73249 | 73249 | 811 | Muinak | Oct-19 | E | Building | B | 9 |  | 9 | 10 | [11 empty] | Muinak, Qoraqalpog‘iston Respublikasi, UZBEKISTAN | 43.8,59 | E
Uzbekistan | Samarqand | Pj75056 | 75056 | 811 | UZ19SA Samarkand Eren | Q4-21 | F | Planned | C | 100 |  | 100 | 115 | [11 empty] | Samarqand, UZBEKISTAN
Uzbekistan | Sirdaryo | Pj75216 | 75216 | 811 | Sirdarya | Q4-23 | F | Planned | C | 95.9 |  | 95.9 | 110 | [11 empty] | Sirdaryo, UZBEKISTAN | 40.4,68.705 | E
Uzbekistan | Surxondaryo | Pj75715 | 75715 | 811 | Sherabad |  |  | Planned | C | 200 |  | 200 | 229 | [11 empty] | Sherabad, Surxondaryo, UZBEKISTAN | 37.69,67.06 | E
Vietnam | An Giang | Pj76894 | 76894 | 811 | An Cu |  |  | Planned | C | 40 | C | 40 | 50 | [11 empty] | An Cư, Tịnh Biên, An Giang, VIETNAM | 10.555,105 | E
Vietnam | An Giang | Pj72960 | 72960 | 811 | Tinh Bien | Jul-19 |  | Active | A | 83.2 | C | 83.2 | 104 | [9 empty] | 104.6 |  | Tịnh Biên, An Giang, VIETNAM | 10.59,104.97 | E
Vietnam | An Giang | Pj76895 | 76895 | 811 | Van Giao 1 | 2019 | D | Active | A | 40 | C | 40 | 50 | [9 empty] | 60.2 |  | An Cư, Tịnh Biên, An Giang, VIETNAM | 10.572,104.968 | M | view | Agricultural
Vietnam | An Giang | Pj76896 | 76896 | 811 | Van Giao 2 | 2019 | D | Active | A | 40 | C | 40 | 50 | [9 empty] | 59.9 |  | An Cư, Tịnh Biên, An Giang, VIETNAM | 10.561,104.965 | M | view | Agricultural
Vietnam | Bà Rịa–Vũng Tàu | Pj73902 | 73902 | 811 | Chau Duc | Jun-19 |  | Active | A | 57 |  | 57 | 70 |  | 102.525 |  |  |  | 98545 |  |  |  | 62.4 |  | Chau Duc, Bà Rịa–Vũng Tàu, VIETNAM | 10.578,107.186 | M | site | Industrial area
Vietnam | Bà Rịa–Vũng Tàu | Pj76897 | 76897 | 811 | Da Bac | 2019 | D | Active | A | 157 | C | 157 | 196 | [9 empty] | 268.8 |  | Đá Bạc, Châu Đức, Bà Rịa–Vũng Tàu, VIETNAM | 10.578,107.285 | M | view | Agricultural
Vietnam | Bà Rịa–Vũng Tàu | Pj76944 | 76944 | 811 | Gia Hoet float |  |  | Planned | C | 28.1 | C | 28.1 | 35 | [11 empty] | Gia Hoet 1 lake, Châu Đức, Bà Rịa–Vũng Tàu, VIETNAM | 10.673,107.343 | E
Vietnam | Bà Rịa–Vũng Tàu | Pj76945 | 76945 | 811 | Tam Bo float |  |  | Planned | C | 28.1 | C | 28.1 | 35 | [11 empty] | Tam Bo Lake, Châu Đức, Bà Rịa–Vũng Tàu, VIETNAM | 10.663,107.353 | E
Vietnam | Bình Định | Pj72721 | 72721 | 811 | Cat Hiep | Jun-19 |  | Active | A | 39.6 | C | 39.6 | 49.5 |  | 75 | [7 empty] | 60.5 |  | Phù Cát, Bình Định, VIETNAM | 14.018,109.017 | M | site | Agricultural
Vietnam | Bình Phước | Pj77939 | 77939 | 811 | Loc Ninh 4/5 |  |  | Planned | C | 250 |  | 250 | 310 | [11 empty] | Lộc Ninh, Bình Phước, VIETNAM | 11.9,106.66 | E
Vietnam | Bình Phước | Pj70947 | 70947 | 811 | Loc Tan |  |  | Planned | C | 49 |  | 49 | 60.9 | C | [10 empty] | Lộc Tấn, Lộc Ninh, Bình Phước, VIETNAM | 11.925,106.5 | E
Vietnam | Bình Phước | Pj76901 | 76901 | 811 | Loc Thach |  |  | Planned | C | 40.2 | C | 40.2 | 50 | [11 empty] | Lộc Thành, Lộc Ninh, Bình Phước, VIETNAM | 11.79,106.525 | E
Vietnam | Bình Phước | Pj76902 | 76902 | 811 | Loc Thanh MT |  |  | Planned | C | 48.3 | C | 48.3 | 60 | [9 empty] | 201.2 |  | Lộc Thạnh, Lộc Ninh, Bình Phước, VIETNAM | 11.96,106.473 |  | plan | Agricultural
Vietnam | Bình Thuận | Pj76903 | 76903 | 811 | Binh An | Q2-19 | D | Active | A | 40 | C | 40 | 50 | [9 empty] | 58.5 |  | Binh An, Bắc Bình, Bình Thuận, VIETNAM | 11.311,108.428 | M | view | Scrubland
Vietnam | Bình Thuận | Pj75140 | 75140 | 811 | Da Mi float | May-19 |  | Active | A | 38 | C | 38 | 47.5 | [9 empty] | 38.6 |  | Tánh Linh, Bình Thuận, VIETNAM | 11.25,107.846 | M | view | Reservoir
Vietnam | Bình Thuận | Pj73964 | 73964 | 811 | Ham Kiem | Q2-19 | D | Active | A | 39.2 | C | 39.2 | 49 |  | 74.87 |  | 39676 | [5 empty] | 56.4 |  | Hàm Thuận Nam, Bình Thuận, VIETNAM | 10.905,108.016 | M | view | Scrubland
Vietnam | Bình Thuận | Pj74177 | 74177 | 811 | Ham Phu | Apr-19 |  | Active | A | 39.2 | C | 39.2 | 49 | [9 empty] | 50.6 |  | Ham Phu, Thuận Minh, Hàm Thuận Bắc, Bình Thuận, VIETNAM | 11.155,108.07 | M | site | Agricultural
Vietnam | Bình Thuận | Pj74138 | 74138 | 811 | Hong Phong 1A+1B | Jun-19 |  | Active | A | 199 |  | 199 | 250 |  | 520 |  |  |  | 439000 |  |  |  | 452 |  | Hong Phong, Bắc Bình, Bình Thuận, VIETNAM | 11.067,108.288 | M | site | Agricultural
Vietnam | Bình Thuận | Pj76884 | 76884 | 811 | Hong Phong 4 | 2019 | D | Active | A | 38.4 | C | 38.4 | 48 | [9 empty] | 58.3 |  | Hong Phong, Bắc Bình, Bình Thuận, VIETNAM | 11.044,108.322 | M | site | Agricultural
Vietnam | Bình Thuận | Pj76074 | 76074 | 811 | Hong Phong 5 |  |  | Building | B | 38.4 | C | 38.4 | 48 | [11 empty] | Hong Phong, Bắc Bình, Bình Thuận, VIETNAM | 11.08,108.279
Vietnam | Bình Thuận | Pj76883 | 76883 | 811 | Mui Ne | Jun-19 |  | Active | A | 32 | C | 32 | 40 | [9 empty] | 37.7 |  | Hong Phong, Bắc Bình, Bình Thuận, VIETNAM | 10.999,108.323 | M | view | Agricultural |  | photo
Vietnam | Bình Thuận | Pj76904 | 76904 | 811 | Nhon Hoi | Q2-19 | D | Active | A | 40 | C | 40 | 50 | [9 empty] | 55.6 |  | Thành phố Qui Nhơn, Bình Thuận, VIETNAM | 13.863,109.272 | M | view | Shoreline
Vietnam | Bình Thuận | Pj76893 | 76893 | 811 | Phan Lam 1 | Jul-19 |  | Active | A | 30.34 | C | 30.34 | 37 | C | [8 empty] | 47.4 |  | Phan Lam, Bắc Bình, Bình Thuận, VIETNAM | 11.328,108.361 | M | view | Agricultural
Vietnam | Bình Thuận | Pj76881 | 76881 | 811 | Phong Phú | Apr-19 |  | Active | A | 33.6 | C | 33.6 | 42 | [9 empty] | 49.9 |  | Phong Phú, Tuy Phong, Bình Thuận, VIETNAM | 11.227,108.637 | M | site | Scrubland
Vietnam | Bình Thuận | Pj76882 | 76882 | 811 | Phu Lac | Jun-19 |  | Active | A | 32 | C | 32 | 40 | [9 empty] | 53.6 |  | Phú Lac, Tuy Phong, Bình Thuận, VIETNAM | 11.242,108.677 | M | view | Scrubland
Vietnam | Bình Thuận | Pj72582 | 72582 | 811 | Song Luy 1 | May-19 |  | Active | A | 39 |  | 39 | 46.7 |  | 80 | [7 empty] | 42.5 |  | Sông Lũy, Bắc Bình, Bình Thuận, VIETNAM | 11.199,108.328 | M | site | Scrubland
Vietnam | Bình Thuận | Pj76905 | 76905 | 811 | Sơn My 3 |  |  | Planned | C | 40 | C | 40 | 50 | [11 empty] | Hàm Tân, Bình Thuận, VIETNAM | 10.66,107.665 | E
Vietnam | Bình Thuận | Pj73409 | 73409 | 811 | Thuan Minh 2 | Jun-19 |  | Active | A | 40 | C | 40 | 50 |  | 78 |  | 40000 | [5 empty] | 58.1 |  | Thuận Minh, Hàm Thuận Bắc, Bình Thuận, VIETNAM | 11.116,108.05 | M | view | Scrubland |  | photo
Vietnam | Bình Thuận | Pj76875 | 76875 | 811 | Vinh Hao | 2019 | D | Active | A | 24 | C | 24 | 30 | [9 empty] | 37.7 |  | Vĩnh Hảo, Tuy Phong, Bình Thuận, VIETNAM | 11.282,108.733 | M | view | Agricultural
Vietnam | Bình Thuận | Pj76877 | 76877 | 811 | Vinh Hao 2 | 2019 | D | Active | A | 30.832 | C | 30.832 | 37.6 | C | [8 empty] | 33.1 |  | Vĩnh Hảo, Tuy Phong, Bình Thuận, VIETNAM | 11.299,108.721 | M | view | Agricultural
Vietnam | Bình Thuận | Pj76878 | 76878 | 811 | Vinh Hao 4 | 2019 | D | Active | A | 41 | C | 41 | 50 | C | [8 empty] | 49.3 |  | Vĩnh Hảo, Tuy Phong, Bình Thuận, VIETNAM | 11.295,108.73 | M | view | Agricultural
Vietnam | Bình Thuận | Pj76879 | 76879 | 811 | Vinh Hao 6 | Jun-19 |  | Active | A | 41 | C | 41 | 50 | C | [8 empty] | 55.8 |  | Vĩnh Hảo, Tuy Phong, Bình Thuận, VIETNAM | 11.306,108.754 | M | view | Agricultural
Vietnam | Bình Thuận | Pj76876 | 76876 | 811 | Vinh Hao PPV | 2019 | D | Active | A | 24 | C | 24 | 30 | [9 empty] | 48.7 |  | Vĩnh Hảo, Tuy Phong, Bình Thuận, VIETNAM | 11.288,108.724 | M | view | Agricultural
Vietnam | Bình Thuận | Pj76880 | 76880 | 811 | Vinh Tan | Jun-19 |  | Active | A | 39.1 | C | 39.1 | 48.85 | [9 empty] | 48.5 |  | Vĩnh Tân, Tuy Phong, Bình Thuận, VIETNAM | 11.337,108.79 | M | view | Agricultural
Vietnam | Bình Thuận | Pj77668 | 77668 | 811 | Vinh Tan port | Q2-19 | D | Active | A | 4.95 | C | 4.95 | 6.19 | [9 empty] | 6.9 |  | Vinh Tân, Tuy Phong, Bình Thuận, VIETNAM | 11.3149,108.8107 | M | view | Portside
Vietnam | Cà Mau | Pj76906 | 76906 | 811 | Rach Goc |  |  | Planned | C | 40 | C | 40 | 50 | [11 empty] | Ngọc Hiển, Cà Mau, VIETNAM | 8.655,105.04 | E
Vietnam | Đắk Lắk | Pj79361 | 79361 | 811 | Ea Sup 1 | 2020 | D | Active | A | 480 |  | 480 | 600 |  | 1500 | [9 empty] | Ea Sup, Đắk Lắk, VIETNAM | 13.31,107.74 | E
Vietnam | Đắk Lắk | Pj72387 | 72387 | 811 | Ea Wer | Jan-19 |  | Active | A | 100 |  | 100 | 125 | C | 150 | [7 empty] | 119.6 |  | Buon Don, Đắk Lắk, VIETNAM | 12.811,107.828 | M | view | Agricultural |  | photo
Vietnam | Đắk Lắk | Pj76907 | 76907 | 811 | Jang Pong | May-19 |  | Active | A | 8.02 | C | 8.02 | 10 |  | 17.5 | [7 empty] | 15.6 |  | Buôn Đôn, Đắk Lắk, VIETNAM | 12.875,107.833 | M | site | Agricultural
Vietnam | Đắk Lắk | Pj73959 | 73959 | 811 | Krong Pac | Apr-19 |  | Active | A | 24.1 | C | 24.1 | 30 | [9 empty] | 33.8 |  | Krông Pắk, Đắk Lắk, VIETNAM | 12.779,108.368 | M | site | Agricultural
Vietnam | Đắk Lắk | Pj76908 | 76908 | 811 | Long Thanh | May-19 |  | Active | A | 8.02 | C | 8.02 | 10 | [9 empty] | 59.7 |  | Ea Súp, Đắk Lắk, VIETNAM | 13.308,107.671 | M | view | Agricultural
Vietnam | Đắk Lắk | Pj71748 | 71748 | 811 | Truc Son | Jun-19 |  | Active | A | 35.5 | C | 35.5 | 44.4 | [9 empty] | 44.4 |  | Truc Son, Đắk Lắk, VIETNAM | 12.59,107.926 | M | view | Brownfield
Vietnam | Đắk Nông | Pj76885 | 76885 | 811 | Cu Jut | Q2-19 | D | Active | A | 40 | C | 40 | 50 | [9 empty] | 62.3 |  | Cư Jút, Đắk Nông, VIETNAM | 12.599,107.871 | M | view | Agricultural |  | photo
Vietnam | Đà Nẵng | Pj70617 | 70617 | 811 | Lien Chieu |  |  | Planned | C | 3.52 | C | 3.52 | 4.4 |  | 7.7 |  |  |  | 5000 | [5 empty] | Lien Chieu, Đà Nẵng, VIETNAM | 16.041,108.14 | E |  | Former landfill
~100 rows of data
Zimbabwe | {nationwide} | Pj63016 | 63016 | 811 | ZW13 Eastway Zim I |  |  | Planned | C | 60 |  | 60 | 75 |  |  |  | 50000 | [7 empty] | ZIMBABWE
Notes:
This report has been produced exclusively for WolfeWare and must not be copied, forwarded or disclosed without Wiki-Solar's express written consent.
Key to abbreviations used in Wiki-Solar reports:
A | Aggregated portfolio of projects separately listed in this report. Exclude these rows from calculated subtotals, to prevent double-counting.
B | Built up from constituent projects or phases; or split down from portfolio or regional total.
C | Calculated from other known parameters and applicable regional ratios (e.g. performance ratio, average hectares/MWp).
D | Date is given to the nearest year or quarter or month; or derived from historical satellite images.
E | Estimated figure or location, or data provided by sources not involved in the project.
F | Forecast coming-online-date from project participants or other data sources.
M | Maps at Wiki-Solar.org show the site footprint; press the hyperlink on the right.
N | Note: The site footprint (above) is for a part of this project, or for the portfolio of which this is part.
P | Participants' web-links not all shown for multiple parties; refer to attached PDF report for full list.
Q | Quit; participants listed as 'previously' have subsequently relinquished this role.
R | Role is assumed based on participant's other involvement in the project.
T | Technology images are generic - not specific to this project.
U | Unreliable: Other entries in Wiki-Solar Database suggest this ratio, and therefore the parameters from which it derives, may be unreliable.
W | Web links are to third party websites, which may have subsequently been moved or closed (applies also to projects Website hyperlinks).
This report is based on the projects listed on Wiki-Solar's database at the time it was produced, 'errors and omissions excepted'.
We do not warrant that it is complete, or that listed organisations will be suitable counter-parties for other projects.
The database comprises mainly projects of 4MWac and above.
Further details available on our website:
Notes: | https://www.wiki-solar.org/services/user-notes.htm
Maps: | https://www.wiki-solar.org/map/index.html

## Participants
Utility-scale solar projects report from Wiki-Solar
| Prepared exclusively for: | [Sample] |  |  |  | *** This is only an extract to illustrate contents, format and coverage ***
Operating and planned utility-scale solar power stations Worldwide
Supra format
Project participants |  | See 'Projects' sheet for project and site data and 'Technology' sheet for subsystem and technology data.
See key to notes and other terms at the bottom of this sheet from row 410
Proj ref. | Project name | Owner/IPP | W1 | P1 | Project developer | W2 | P2 | EPC Contractor | W3 | P3 | O&M Contractor | W4 | P4 | Site landowner | W5 | P5 | Energy offtaker | W6 | P6 | Finance providers | W7 | P7 | Solar supplier | W8 | P8 | Inverter supplier | W9 | P9
~100 rows of data
Pm76548 | Ullum
ph76549 | Ullum I
ph76550 | Ullum III
ph72501 | Ullum IV | Genneia [AR] |  |  | Fides Group |  |  | Elmya [ES] | W | [7 empty] | Compania Administradora del Mercado Mayorista Electrico [AR]
ph76551 | Ullum VI
ph72503 | Ullum VII | Genneia [AR] |  |  | Alejandro Ivanissevich [AR] | [11 empty] | Compania Administradora del Mercado Mayorista Electrico [AR]
ph71208 | Ullum X |  |  |  | Monteverdi & Gray Group Lmited [AR] | [11 empty] | Compania Administradora del Mercado Mayorista Electrico [AR]
Pj72494 | Caldenes del Oeste | Ecosol |  |  | Total [FR] |  |  | Biosar Energy [GR] | W | [7 empty] | Ministerio de Energía y Minería [AR] | W |  |  |  |  | BYD [CN] | W
Pj72506 | La Cumbre |  |  |  | Diaser |  |  | Elmya [ES] | W | [7 empty] | Compania Administradora del Mercado Mayorista Electrico [AR] | [5 empty] | JinkoSolar [CN] | W
Pj65453 | La Punta | [21 empty] | Ledlar [AR] | W
Pj72165 | Añatuya I |  |  |  | 360 Energy [AR] | [11 empty] | Compania Administradora del Mercado Mayorista Electrico [AR]
Pj69340 | Amaicha del Valle | Neoen [FR] | W | R | Neoen [FR] | W
Pj69402 | Masrik | FRV (Fotowatio & Renewable Ventures) [NL] (now part of ALJ) | [5 empty] | FRV (Fotowatio & Renewable Ventures) [NL] (now part of ALJ) | [8 empty] | Electricity Networks of Armenia |  |  | Armenian Ministry of Energy and Natural Resources Climate Investment Funds Asian Development Bank EBRD (European Bank for Reconstruction and Development) World Bank
Pj64058 | Mount Majura | Solar Choice [AU] |  |  | Solar Fields [AU] Solar Choice [AU] |  |  | Todae Solar [AU] | [5 empty] | Mount Majura Winery [AU] |  |  | ActewAGL [AU] |  |  | Urban Group Energy [AU] |  |  | JA Solar [CN] | W |  | Solar Edge [IL] | W
Pj62559 | Mugga Lane |  |  |  | Maoneng Group [AU](formerly Zhenfa) | W |  | UGL Limited [AU] (part of ACS Group) |  | R | UGL Limited [AU] (part of ACS Group) |  | R
Pj61321 | Royalla | DIF Infrastructure [NL] | W |  | FRV (Fotowatio & Renewable Ventures) [NL] (now part of ALJ) |  |  | Acciona Energía [ES] | W | [10 empty] | Australia and New Zealand Banking Group [AU] National Australia Bank [AU] |  |  | JinkoSolar [CN] | W |  | Ingeteam [ES] | W
Pj62560 | Williamsdale |  |  |  | Elementus Energy [AU] |  |  | IB Vogt Solar [DE] | W
Pj74679 | Avonlie |  |  |  | RES Group (Renewable Energy Systems) [GB] | W |  | Siemens Gamesa [ES] (part owned by Gamesa with Siemens)
Pj69215 | Beryl AU | New Energy Solar [AU] | W |  | First Solar [US] | W |  | Downer EDI [AU] | W |  | Downer EDI [AU] | W | R |  |  |  | Kelloggs Transport for NSW (Sydney Metro) | [5 empty] | Longi [CN] | W |  | Ingeteam [ES] | W
Pj69204 | Bogan River |  |  |  | Infigen [AU] (part owned by UAC)
Pj72378 | Boggabilla |  |  |  | YD Projects | [17 empty] | JinkoSolar [CN] | W
Pj72710 | Bomen | Spark Infrastructure |  |  | Renew Estate [AU] (part owned by Wircon) |  |  | Beon Energy Solutions [AU] | [8 empty] | Molycop Sydney Opera House Westpac Flow Power [AU] | [5 empty] | JinkoSolar [CN] | W |  | SMA Solar Technology [DE] | W
Pj79515 | Bonshaw
Pj61272 | Broken Hill | AGL Energy |  | R | AGL Energy |  |  | First Solar [US] | W |  | First Solar [US] | W | R | [9 empty] | First Solar [US] | W
Pj72379 | Bullarah
Pj76759 | Byron Bay |  |  |  | Coolamon Energy
Pj61480 | Capital |  |  |  | Infigen [AU] (part owned by UAC) | [17 empty] | Suntech [CN] | W
Pj69934 | Carrick AU |  |  |  | Photon Energy [NL] | W
Pj75212 | Cessnock |  |  |  | Jerry Schwartz
Pj69210 | Coleambally | Neoen [FR] | W | R | Neoen [FR] | W |  | Bouygues [FR] | W |  | Bouygues [FR] | W |  |  |  |  | EnergyAustralia [AU] |  |  | Kreditanstalt für Wiederaufbau [DE] Norddeutsche LandesBank [DE] Clean Energy Finance Corporation [AU] | [5 empty] | Schneider Electric [FR] | W
Pj75944 | Culcairn |  |  |  | Neoen [FR] | W
Pj69379 | Currawarra |  |  |  | RES Group (Renewable Energy Systems) [GB] | W |  | RES Group (Renewable Energy Systems) [GB] | W | R
Pj69817 | Darlington Point | Edify Energy [AU] Octopus Investments [GB] |  |  | Edify Energy [AU] |  |  | Signal Energy [US] | W |  | Canadian Solar [CA] | W |  |  |  |  | Delta Electricity |  |  | Westpac Commonwealth Bank of Australia [AU] |  |  | Canadian Solar [CA] | W
Pj64626 | Dubbo | Neoen [FR] | W |  | Neoen [FR] | W |  | Bouygues [FR] | W |  | Bouygues [FR] | W
Pf64623 | Dubbo Solar Hub |  |  |  | Neoen [FR] | W
Pj71498 | Finley |  |  |  | ESCO Pacific [AU] (part owned by Shell 49%) | W |  | Canadian Solar [CA] Signal Energy [US] | W | P | Canadian Solar [CA] | W | R |  |  |  | BlueScope Steel | [5 empty] | Canadian Solar [CA] | W
Pj64624 | Gilgandra |  |  |  | Neoen [FR] | W
Pj79888 | Glenellen
Pj68030 | Goonumbla | FRV (Fotowatio & Renewable Ventures) [NL] (now part of ALJ) |  | R | FRV (Fotowatio & Renewable Ventures) [NL] (now part of ALJ) TransAlta [CA] | [11 empty] | Snowy Hydro [AU] |  |  | DZ Bank ING Bank [NL]
Pj71704 | Gregadoo |  |  |  | Green Switch Australia
Pj64627 | Griffith | Neoen [FR] | W |  | Neoen [FR] | W |  | Bouygues [FR] | W |  | Bouygues [FR] | W
Pj73497 | Gulgong
Pj68350 | Gullen | Jingneng [CN] |  |  | Xinjiang Goldwind |  | R | Decmil Group [AU] | W | [10 empty] | Australian Renewable Energy Agency [AU]
Pj69820 | Gunnedah |  |  |  | Canadian Solar [CA] Polpo Investment [AU] Photon Energy [NL] | W | P | [9 empty] | Amazon [US] | [5 empty] | Canadian Solar [CA] | W
Pj71502 | Gunning |  |  |  | Canadian Solar [CA] Photon Energy [NL] | W | P | [15 empty] | Canadian Solar [CA] | W | R
Pj69211 | Hay |  |  |  | Island Green Power [GB] Overland Sun Farming [AU]
Pj69208 | Hillston | Innogy [DE] (part of RWE Group) |  |  | Overland Sun Farming [AU] |  |  | Belectric [DE] (now part of Innogy)
Pj72492 | Jemalong PV | Genex Power [AU] |  |  | Genex Power [AU] |  |  | Beon Energy Solutions [AU] |  |  | Beon Energy Solutions [AU] | [8 empty] | DZ Bank Westpac Banking Corp Norddeutsche LandesBank [DE]
Pj79887 | Jindera
Pj75061 | Kanowna |  |  |  | Meralli Solar [AU] |  |  | Meralli Solar [AU] | [14 empty] | Seraphim [CM]
Pj71027 | Lake Cargelligo CSP | Graphite Energy |  |  | Lloyd Energy Systems Pty |  |  | Comet Windmills
Pj77595 | Leeton |  |  |  | Photon Energy [NL] | W | [13 empty] | Infradebt [AU]
Pj69206 | Limondale | Innogy [DE] (part of RWE Group) |  |  | Overland Sun Farming [AU] |  |  | Belectric [DE] (now part of Innogy) | [14 empty] | SunPower Corporation [US] | W
Pj68288 | Manildra | New Energy Solar [AU] | W |  | First Solar [US] Infigen [AU] (part owned by UAC) | W | P | [9 empty] | EnergyAustralia [AU] |  |  | Australian Renewable Energy Agency [AU] |  |  | First Solar [US] | W
Pj71504 | Maryvale |  |  |  | Canadian Solar [CA] Polpo Investment [AU] Photon Energy [NL] | W | P | [15 empty] | Canadian Solar [CA] | W | R
Pj69212 | Metz | FRV (Fotowatio & Renewable Ventures) [NL] (now part of ALJ) |  |  | Clenergy [CN] | [11 empty] | Snowy Hydro [AU] | [8 empty] | SMA Solar Technology [DE] | W
Pj69590 | Molong | AMP Energy |  |  | TEC-C Investments Terrain Energy |  |  | Gransolar [ES] |  |  | Gransolar [ES]
Pj61017 | Moree |  |  |  | FRV (Fotowatio & Renewable Ventures) [NL] (now part of ALJ) |  |  | Elecnor [ES] | W |  | Elecnor [ES] | W |  |  |  |  | Origin Energy [AU] |  |  | Clean Energy Finance Corporation [AU] Australian Renewable Energy Agency [AU] |  |  | JA Solar [CN] | W
Pj71224 | Mulwala |  |  |  | ESCO Pacific [AU] (part owned by Shell 49%) | W
Pj71505 | Mumbil |  |  |  | Canadian Solar [CA] Polpo Investment [AU] Photon Energy [NL] | W | P | [15 empty] | Canadian Solar [CA] | W | R
Pj69213 | Narrabri |  |  |  | CleanGen Projects
Pj69819 | Narrabri CSI |  |  |  | Canadian Solar [CA] | W | [16 empty] | Canadian Solar [CA] | W
Pj64625 | Narromine | Neoen [FR] | W | R | Neoen [FR] | W |  | Bouygues [FR] | W |  | Bouygues [FR] | W
Pj69207 | Nevertire | Elliott Green Power [AU] |  |  | Epuron |  |  | Biosar Energy [GR] | W
Pj73267 | New England AU |  |  |  | UPC Renewables [HK] |  |  | Elecnor [ES] | W |  | Elecnor [ES] | W | R
Pj61271 | Nyngan | AGL Energy |  |  | AGL Energy |  |  | First Solar [US] | W |  | First Solar [US] | W | [10 empty] | First Solar [US] | W
Pj74462 | Orange Grove |  |  |  | Overland Sun Farming [AU]
Pj64628 | Parkes | Neoen [FR] | W | R | Neoen [FR] | W |  | Bouygues [FR] | W |  | Bouygues [FR] | W |  |  |  |  | Snowy Hydro [AU]
Pj72396 | Parkesbourne |  |  |  | CWP Renewables
Pj78820 | Peak Hill | Enerparc [DE] | W |  | Enerparc [DE] | W |  | Enerparc [DE] | W |  | Enerparc [DE] | W
Pj77946 | Quorn AU |  |  |  | Renewable Energy Developments
Pj72392 | Sapphire |  |  |  | Sapphire Wind Farm
~2,000 rows of data
Pj75910 | Wuhai A
Pj78186 | Wuhai B
Pj75892 | Wuhai CSI | Canadian Solar [CA] | W |  | Canadian Solar [CA] | W | [16 empty] | Canadian Solar [CA] | W
Pj70945 | Wuhai YGE |  |  |  | Yingli Solar [CN] | W | [16 empty] | Yingli Solar [CN] | W
Pj61648 | Wulanhua | United Photovoltaics [HK] (now Panda Green Energy formerly GoldPoly) | W |  | China Guodian Corporation [CN] | W | [10 empty] | North China Power Grid [CN] |  |  | UNFCCC (United Nations Framework Convention on Climate Change)
Pj69494 | Wulate CSI |  |  |  | Canadian Solar [CA] China Guodian Corporation [CN] | W | P | [15 empty] | Canadian Solar [CA] | W | R
Pj63336 | Xianghuangqi | SEC Northern Energy Holding | [14 empty] | North China Power Grid [CN] |  |  | UNFCCC (United Nations Framework Convention on Climate Change) | [5 empty] | SunGrow [CN]
Pj72304 | Xini Huduge A
Pj72303 | Xini Huduge B
Pj68563 | Xiremiao A
Pj70288 | Yabulaizhen A
Pj66174 | Zhandanzhao Sumu |  |  |  | TBEA (Tebian Electric Apparatus ) [CN] | [17 empty] | TBEA SunOasis [CN] (part of TBEA) | W
Pj68073 | Zhaqi I | China Power Investment [CN] (now SPIC) |  |  | China Power Investment [CN] (now SPIC)
ph68074 | Zhaqi II | China Power Investment [CN] (now SPIC) |  |  | China Power Investment [CN] (now SPIC)
Pj65897 | Zhenglanqi | China Three Gorges New Energy [CN] | W | R | China Three Gorges New Energy [CN] | W
Pj70185 | Zhenglanqi A
Pj70186 | Zhengxiangbaiqi A
Pj66678 | Zhonghuan 1 | SunPower Corporation [US] Apple [US] Zhonghuan [CN] | W | P | Zhonghuan [CN]
Pj66679 | Zhonghuan 2 | SunPower Corporation [US] Apple [US] Zhonghuan [CN] | W | P | Zhonghuan [CN]
Pj66680 | Zhonghuan 3 | SunPower Corporation [US] Apple [US] Zhonghuan [CN] | W | P | Zhonghuan [CN]
Pm79695 | Baoying
Pj69969 | Baoying A
Pj70038 | Baoying B
ph66028 | Baoying I | GCL-Poly Energy Holdings [HK] | W | R | GCL-Poly Energy Holdings [HK] | W |  | CNI Energy [CN]
ph69963 | Baoying II
ph69964 | Baoying III
Pj69743 | Bawei float
Pj68060 | Beilonggang | China Power Investment [CN] (now SPIC) |  |  | China Power Investment [CN] (now SPIC)
Pj69953 | Binhai A
Pj70118 | Changkoucun A
Pj62415 | Changshu SPIC | China Power Investment [CN] (now SPIC) |  |  | Zhongli Talesun [CN] China Power Investment [CN] (now SPIC) | W | PR R | Zhongli Talesun [CN] | W | [13 empty] | Zhongli Talesun [CN] | W | R
Pj74027 | Chemencun A
Pj69951 | Dafeng A
Pj69952 | Dafeng B
Pj75887 | Dafeng CSI | Canadian Solar [CA] | W |  | Canadian Solar [CA] | W
Pj61614 | Dafeng SPIC | China Power Investment [CN] (now SPIC) |  |  | China Power Investment [CN] (now SPIC) | [11 empty] | East China Power Grid [CN] |  |  | UNFCCC (United Nations Framework Convention on Climate Change) |  |  | JN-Solar [CN] Polar PV [CN] Golden Sun [CN] |  |  | Satcon [US] | W
Pj69981 | Dantu A
Pj70119 | Donghai A
Pj66366 | Dongtai 2
Pj61659 | Dongtai Coastal | Huadian Power International [CN] |  |  | Huadian Power International [CN] | [11 empty] | East China Power Grid [CN] |  |  | UNFCCC (United Nations Framework Convention on Climate Change) |  |  | Suntech [CN] Shanghai Solar [CN] | W | P | Jiangsu Zof [CN]
Pj77400 | Feng A
Pj70131 | Fengxian A
Pj75902 | Funing 3 | Canadian Solar [CA] | W |  | Canadian Solar [CA] | W
Pj75895 | Funing 4 | Canadian Solar [CA] | W |  | Canadian Solar [CA] | W
Pj75901 | Funing 5 | Canadian Solar [CA] | W |  | Canadian Solar [CA] | W
Pj75888 | Funing 6 | Canadian Solar [CA] | W |  | Canadian Solar [CA] | W
Pj63360 | Funing Fishery | GCL-Poly Energy Holdings [HK] | W | R | GCL-Poly Energy Holdings [HK] | W
Pj77392 | Fushan Agri |  |  |  | Zhongli Talesun [CN] | W | [16 empty] | Zhongli Talesun [CN] | W
Pj77393 | Fushan Fishery |  |  |  | Zhongli Talesun [CN] | W | [16 empty] | Zhongli Talesun [CN] | W
~3,000 rows of data
ph63248 | Finow I | Altira |  |  | Solarhybrid [DE] (now defunct) |  |  | Solarhybrid [DE] (now defunct) Enerparc [DE] |  |  | Enerparc [DE] | W | [10 empty] | Suntech [CN] | W
ph63249 | Finow II | Altira |  |  | Solarhybrid [DE] (now defunct) |  |  | Solarhybrid [DE] (now defunct) Enerparc [DE] |  |  | Enerparc [DE] | W | [10 empty] | Suntech [CN] | W
Pm60032 | Finow Tower | Altira |  |  | Solarhybrid [DE] (now defunct) |  |  | Solarhybrid [DE] (now defunct) Enerparc [DE] |  |  | Enerparc [DE] | W | [10 empty] | Suntech [CN] | W
Pm60005 | Finsterwalde |  |  |  | Unlimited Energy [DE] Cleanbridge [DE] | W | P | Q-Cells [DE] (now Hanwha Q.Cells) | [17 empty] | Schneider Electric [FR] | W
Pj68824 | Finsterwalde fF1 |  |  |  | MS Gräbelesmühle | [11 empty] | Bundesnetzagentur [DE]
ph63306 | Finsterwalde I | LHI Group [DE] |  |  | Unlimited Energy [DE] Cleanbridge [DE] | W | P | Q-Cells [DE] (now Hanwha Q.Cells) | [14 empty] | Q-Cells [DE] (now Hanwha Q.Cells) |  |  | Schneider Electric [FR] | W
Pj79138 | Finsterwalde iA1 |  |  |  | Solarpark Finsterwalde & Co. KG | [11 empty] | Bundesnetzagentur [DE]
ph63307 | Finsterwalde II + III | Blue Forrest Solar Holdings |  |  | Unlimited Energy [DE] Cleanbridge [DE] | W | P | Q-Cells [DE] (now Hanwha Q.Cells) |  |  | juwi AG [DE] | W | [10 empty] | Q-Cells [DE] (now Hanwha Q.Cells) |  |  | Schneider Electric [FR] | W
Pj73581 | Finsterwalde sH1 |  |  |  | Solarpark Finsterwalde & Co. KG | [11 empty] | Bundesnetzagentur [DE]
Pj62346 | Frankenförde | IB Vogt Solar [DE] | W | R | IB Vogt Solar [DE] | W | R | IB Vogt Solar [DE] | W |  | IB Vogt Solar [DE] | W | R
Pj73582 | Frankfurt an der Oder sH1 |  |  |  | Solarpark Frankfurt-Oder & Co. KG | [11 empty] | Bundesnetzagentur [DE]
Pj67444 | Frauendorf | SpreeGas [DE] |  |  | Bejulo [DE] | W | [10 empty] | Bundesnetzagentur [DE]
Pj79152 | Freienhufen A
Pj60926 | Fürstenwalde | Altira |  |  | Solarhybrid [DE] (now defunct) |  |  | Solarhybrid [DE] (now defunct) Enerparc [DE] | [14 empty] | Suntech [CN] | W
Pj67446 | Fürstenwalde fC1 | Wedis Group |  |  | Goldbeck Solar [DE] | W | [10 empty] | Bundesnetzagentur [DE]
Pj63687 | Fürstenwalde II | Enerparc [DE] | W |  | Enerparc [DE] | W |  | Enerparc [DE] | W |  | Enerparc [DE] | W | [10 empty] | Recom [FR] | W
Pj60933 | Gahro | Enerparc [DE] | W |  | Enerparc [DE] | W |  | Enerparc [DE] | W |  | Enerparc [DE] | W | R | [9 empty] | ReneSola [CN] | W
Pj68329 | Garzau-Garzin | EnergieKontor [DE] |  |  | EnergieKontor [DE] | [11 empty] | Bundesnetzagentur [DE] | [5 empty] | Hanwha Q.Cells [KR] (part of Hanwha)
~1,500 rows of data
Pj76684 | Achanur |  |  |  | N K Utilities Ltd. | [11 empty] | Karnataka Renewable Energy Development [IN]
Pj76617 | Afzalpur |  |  |  | Ekialde Solar [IN] | [11 empty] | Gulbarga Electricity Supply Co [IN]
Pj75883 | Alabal BREPL | Canadian Solar [CA] | W |  | Canadian Solar [CA] | W |  | Rays Power [IN] | W | [7 empty] | Karnataka Renewable Energy Development [IN]
Pj75785 | Alabal RFEBS |  |  |  | RFE Belgaum Solar Pvt. Ltd |  |  | Rays Power [IN] | W | [7 empty] | Karnataka Renewable Energy Development [IN]
Pj76713 | Aliambara |  |  |  | Shahi Exports Pvt. Ltd., | [11 empty] | Karnataka Renewable Energy Development [IN]
Pj76594 | Aliamber |  |  |  | Shahi Exports | [11 empty] | Karnataka Renewable Energy Development [IN]
Pj76603 | Alkur | ReNew Power [IN] | W |  | ReNew Power [IN] | W | [10 empty] | Karnataka Renewable Energy Development [IN]
Pj67021 | Alland | Renew Solar Power [IN] |  | R | Renew Solar Power [IN] | [11 empty] | Bangalore Electricity Supply Co [IN]
Pj76604 | Alwandi |  |  |  | VIP Infrabuild Projects | [11 empty] | Karnataka Renewable Energy Development [IN]
Pj76696 | Amekere |  |  |  | Nisa Renew Energy Pvt. Ltd., | [11 empty] | Karnataka Renewable Energy Development [IN]
Pj76699 | Ayadha |  |  |  | Himagiri Solar Urja Pvt. Ltd., | [11 empty] | Karnataka Renewable Energy Development [IN]
Pj76635 | Babaleshwar RP |  |  |  | Renew Solar Power [IN] | [11 empty] | Mangalore Electricity Supply Co [IN]
Pj70147 | Bableshwar wind-solar |  |  |  | Siemens Gamesa [ES] (part owned by Gamesa with Siemens)
Pj76677 | Badaladuku |  |  |  | Candor Renewable Energ | [11 empty] | Karnataka Renewable Energy Development [IN]
Pj76576 | Bagalgudda |  |  |  | ReNew Power [IN] | W | [10 empty] | Karnataka Renewable Energy Development [IN]
Pj70869 | Bagalkot | Azure Power [IN] | W |  | Azure Power [IN] | W | [10 empty] | Bangalore Electricity Supply Co [IN]
Pj67016 | Bagepalli |  |  |  | Emmvee [IN] | [11 empty] | Bangalore Electricity Supply Co [IN]
Pj76629 | Baihongal RSP |  |  |  | Renew Solar Power [IN] | [11 empty] | Bangalore Electricity Supply Co [IN]
Pj76560 | Bandahatti |  |  |  | Adani Green Energy [IN] | W | [10 empty] | Mangalore Electricity Supply Co [IN]
Pj67022 | Bangarpet | Greenko Energy Holdings [IN] No longer involved: SunEdison [US] (in insolvency) | W | P Q | SunEdison [US] (in insolvency) | W | [10 empty] | Bangalore Electricity Supply Co [IN]
Pj76653 | Bankapur |  |  |  | Velstand Solar Pvt | [11 empty] | Karnataka Renewable Energy Development [IN]
Pj67023 | Basavanabagevadi | Marikal Solar Parks [IN] |  |  | Marikal Solar Parks [IN] | [11 empty] | Bangalore Electricity Supply Co [IN]
Pj76526 | Belahar |  |  |  | ReNew Power [IN] | W | [10 empty] | Chamundeshwari Electricity Supply Corporation [IN]
Pj64261 | Belakavadi | Karnataka Power Corporation [IN] |  |  | Karnataka Power Corporation [IN] | [11 empty] | Bangalore Electricity Supply Co [IN] |  |  | UNFCCC (United Nations Framework Convention on Climate Change)
Pj67284 | Bemalkheda |  |  |  | Bidar Solar Power | [11 empty] | Gulbarga Electricity Supply Co [IN]
Pj76705 | Betagera |  |  |  | Soham infrastructure [IN] | [11 empty] | Karnataka Renewable Energy Development [IN]
Pj76584 | Betgera |  |  |  | JK Petroenergy | [11 empty] | Bangalore Electricity Supply Co [IN]
Pj76543 | Bevinahalli |  |  |  | Asian Fab Tec [IN] | [11 empty] | Bangalore Electricity Supply Co [IN]
Pj76544 | Bevinahalli II |  |  |  | Asian Fab Tec [IN] | [11 empty] | Chamundeshwari Electricity Supply Corporation [IN]
Pj76679 | Bhadrayyanahalli |  |  |  | IAPL Solar Power | [11 empty] | Karnataka Renewable Energy Development [IN]
Pj67289 | Bhagavathikere |  |  |  | Bhoruka Power | [11 empty] | Bangalore Electricity Supply Co [IN]
Pj67024 | Bhalki | Renew Solar Power [IN] |  | R | Renew Solar Power [IN] | [11 empty] | Bangalore Electricity Supply Co [IN]
Pj74100 | Bidadi Bosch |  |  |  | Bosch [DE] | [8 empty] | Bosch [DE] |  |  | Bosch [DE] Karnataka Renewable Energy Development [IN]
Pj76595 | Bidadi Toyota |  |  |  | Toyota [JP] | [11 empty] | Karnataka Renewable Energy Development [IN]
Pj76529 | Bijapur A
Pj76708 | Bisarahalli |  |  |  | Shri Keshav Cement & Infra | [11 empty] | Karnataka Renewable Energy Development [IN]
Pj74178 | Bisarhalli |  |  |  | Shri Keshav Cement & Infra Ltd | [11 empty] | Karnataka Renewable Energy Development [IN]
Pj76670 | Bommagondanakere |  |  |  | Ashwamedha Energy | [11 empty] | Karnataka Renewable Energy Development [IN]
Pj67025 | Byadagi |  |  |  | Adani Green Energy [IN] | W | [10 empty] | Hubli Electricity Supply Company [IN]
Pj76533 | Byadareddyhalli |  |  |  | Welspun Renewables [IN] (now part of Tata Power) | W | [10 empty] | Bangalore Electricity Supply Co [IN]
Pj75009 | Byagwat |  |  |  | ACME Solar [IN] | W |  | ACME Solar [IN] | W | [7 empty] | Hubli Electricity Supply Company [IN]
Pj71319 | Challakere | Surana Telecom & Power [IN] (part of Bhagyanagar) |  |  | AMPL Cleantech [IN] (part of Atha Group) |  | R | AMPL Cleantech [IN] (part of Atha Group) | [8 empty] | Mangalore Electricity Supply Company (MESCOM)
Pj76690 | Challakere AEPL |  |  |  | Accolade Energy Pvt. Ltd., | [11 empty] | Karnataka Renewable Energy Development [IN]
Pj67026 | Chamrajanagara | Hero Future Energies [IN] |  | R | Hero Future Energies [IN] |  |  | Mahindra [IN] | W | [7 empty] | Chamundeshwari Electricity Supply Corporation [IN]
Pj68590 | Chandapur | Karnataka Power Corporation [IN] |  |  | Karnataka Power | [11 empty] | Hubli Electricity Supply Company [IN]
~2,000 rows of data
Pj70394 | Yaita |  |  |  | Vena Energy [SG] (now part of GIP formerly Equis Energy) | W |  | Bouygues [FR] Tohoku Electric Power [JP] | W | P
Pj77680 | Yaita A
Pj62139 | Komatsushima | Nippon Paper [JP] |  |  | Mitsubishi Corporation [JP] |  |  | Toshiba [JP] | W | [7 empty] | Shikoku Electric Power [JP] | [5 empty] | Toshiba [JP] | W
Pj70944 | Daisen |  |  |  | Canadian Solar [CA] | W | [10 empty] | Chugoku Electric Power [JP] |  |  | Goldman Sachs [US] |  |  | Canadian Solar [CA] | W
Pj68377 | Kurayoshi | Sonnedix [FR] (now part of JP Morgan) | W |  |  |  |  | Maetel Construction | [11 empty] | Sumitomo Mitsui Banking [JP] |  |  | Hanwha Q.Cells [KR] (part of Hanwha) |  |  | TMEIC (Toshiba Mitsubishi-Electric Industrial Systems) [JP]
Pj78485 | Saihaku A
Pj78486 | Yonago A
Pj63246 | Yonago SB |  |  |  | Mitsui [JP] SB Energy [IN] (part of Softbank) | [17 empty] | Sharp [JP]
Pj67390 | Yonago TCL | Solar Power Company [TH] Kyocera TCL [JP] (part owned by CTL) | W | P | Kyocera TCL [JP] (part owned by CTL) | [17 empty] | Kyocera [JP] | W |  | SMA Solar Technology [DE] | W
Pj72196 | Funakura | Sparx Group [JP] | [5 empty] | Toshiba [JP] | W | [10 empty] | First Bank of Toyama Aozora Bank [JP] |  |  | Toshiba [JP] | W | R | TMEIC (Toshiba Mitsubishi-Electric Industrial Systems) [JP]
Pj75028 | Iwade | [6 empty] | juwi AG [DE] | W
Pj73681 | Miyami A
Pj75942 | Nishimuro |  |  |  | Pacifico Energy [JP] (part of Virginia Solar) |  |  | Sharp [JP] | [11 empty] | MUFG Bank [JP]
Pj75936 | Nishimuro A
Pj75937 | Nishimuro B
Pj65302 | Wakayama |  |  |  | SKI Corp [JP]
Pj69588 | Kawanishi |  |  |  | Trina Solar [CN] | W | [16 empty] | Trina Solar [CN] | W
Pj75907 | Aiofutajima A
Pj68749 | Hagi | Kyocera TCL [JP] (part owned by CTL) |  | R | Kyocera TCL [JP] (part owned by CTL) |  |  | Yonden Engineering |  |  | Kyocera [JP] | W |  |  |  |  | Chugoku Electric Power [JP] | [5 empty] | Kyocera [JP] | W
Pj66283 | Hofu |  |  |  | Denken [JP] | [11 empty] | Chugoku Electric Power [JP]
Pj65863 | Onoda | Mitsui [JP] |  |  | Mitsui [JP] | [17 empty] | Toshiba [JP] | W |  | TMEIC (Toshiba Mitsubishi-Electric Industrial Systems) [JP]
Pj65864 | Onoda 4
Pj68786 | Shin Mine CSI | Canadian Solar [CA] | W | R | Canadian Solar [CA] | W |  | LG Corporation [KR] | [11 empty] | Hanwha Asset Management [KR] (part of Hanwha) |  |  | Canadian Solar [CA] | W | R
Pj72551 | Shin Mine Orix |  |  |  | Orix
Pj78864 | Shin Mine SDX | Sonnedix [FR] (now part of JP Morgan) | W |  | X-Elio [ES] (part owned by KKR [US] 50% with Brookfield [CA]) | W
Pj64534 | US Power |  |  |  | Idemitsu [JP](formerly Showa Shell) | [5 empty] | Ube Industries [JP] | [11 empty] | Solar Frontier [JP] (part of Idemitsu) |  |  | Fuji Electric [JP]
Pj73682 | Yamaguchi A
Pj68748 | Yamaguchi CSI |  |  |  | Canadian Solar [CA] | W | [10 empty] | Chugoku Electric Power [JP] | [5 empty] | Canadian Solar [CA] | W | R
Pm79725 | Hokuto
ph68369 | Hokuto A | Sonnedix [FR] (now part of JP Morgan) | W |  |  |  |  | Hitachi [JP] | W |  | Hitachi [JP] | W | R | [9 empty] | Canadian Solar [CA] | W |  | Hitachi [JP] | W
ph68371 | Hokuto B | Sonnedix [FR] (now part of JP Morgan) | W |  |  |  |  | Hitachi [JP] | W |  | Hitachi [JP] | W | R | [9 empty] | Canadian Solar [CA] | W |  | Hitachi [JP] | W
Pj68379 | Hokuto C
Pj68380 | Kai-shi A
Pj61056 | Komekurayama | Tokyo Electric [JP] |  |  | Solar Frontier [JP] (part of Idemitsu) | [11 empty] | Tokyo Electric [JP] |  | R |  |  |  | Solar Frontier [JP] (part of Idemitsu)
Pj76015 | Yamanashi Kai |  |  |  | Blue Capital Management [JP] | W |  | Blue Power Construction [JP] (part of BCM) | W | [13 empty] | SunPower Corporation [US] | W
~2,000 rows of data
Pj77617 | Alfaro | [6 empty] | Rios Renovables [ES] | W
Pj60022 | Arnedo | Isolux Corsán [ES] | W |  | T-Solar (now part of Isolux Corsán) |  |  | Isolux Corsán [ES] | W | R | Isolux Corsán [ES] | W | R | [9 empty] | Solaria Energia Hanwha SolarOne [KR] (part of Hanwha) | W | P
Pj78778 | Autol A
Pj60162 | Fuenmayor | [6 empty] | Solaria Energia | W
Pj61068 | Valdelaguna | Qualitas Energy [ES] | W |  | FRV (Fotowatio & Renewable Ventures) [NL] (now part of ALJ) |  |  | Solaria Energia | W | [13 empty] | Solar Frontier [JP] (part of Idemitsu) Yingli Solar [CN] |  |  | Emerson [GB]
Pj77656 | ES20LE LU-I |  |  |  | Solaria Energia | W | [10 empty] | Axpo Iberia [PT]
Pj77655 | ES20LE VI-I |  |  |  | Solaria Energia | W | [10 empty] | Axpo Iberia [PT]
Pj68757 | Borges CSP |  |  |  | Abantia |  |  | Comsa EMTE Abantia
Pj77431 | Mangraners |  |  |  | Solaria Energia | W
Pj60222 | Archidona | T-Solar (now part of Isolux Corsán) |  | R | T-Solar (now part of Isolux Corsán) |  |  | T-Solar (now part of Isolux Corsán) |  | R
Pj79882 | La Vega I+II
Pj60232 | Moclinejo |  |  |  | Solon SE [DE] (now Solon Energy) | W | R | Solon SE [DE] (now Solon Energy) | W | [13 empty] | Solon SE [DE] (now Solon Energy) | W | R
Pj60259 | Alhama | Qualitas Energy [ES] | W |  | FRV (Fotowatio & Renewable Ventures) [NL] (now part of ALJ) |  |  | Solaria Energia | W | [13 empty] | Solaria [US] [US] | W |  | Gamesa Solar [ES] (now part of 9REN)
Pj78776 | Alhama B
Pj60240 | Blanca | Qualitas Energy [ES] | W |  | Phoenix Solar [DE] (in insolvency) | W | R | Phoenix Solar [DE] (in insolvency) | W | [13 empty] | Siliken [ES] | W |  | Siliken [ES] SMA Solar Technology [DE] | W | P
Pj60345 | Bullas |  |  |  | Gehrlicher Solar [DE] (now defunct) |  | R | Gehrlicher Solar [DE] (now defunct) | [14 empty] | First Solar [US] | W |  | SMA Solar Technology [DE] | W
Pj60054 | Calasparra | Qualitas Energy [ES] | W |  | FRV (Fotowatio & Renewable Ventures) [NL] (now part of ALJ) |  |  | Gestamp [ES] (now X-Elio) | W | [13 empty] | Trina Solar [CN] Suntech [CN] Yingli Solar [CN] Jetion [CN] | W | P | Santerno [IT]
Pj78737 | Campos del Rio | Foresight Group [GB] | W
Pj63593 | Casas Coloradas | Qualitas Energy [ES] | W | [19 empty] | Suntech [CN] | W |  | SMA Solar Technology [DE] | W
Pj75074 | Cazalla A
Pj73304 | Charquillos
Pj73059 | Cieza IGS | [6 empty] | Elecnor [ES] | W |  | Elecnor [ES] | W
Pj73058 | Espartosa | [6 empty] | Elecnor [ES] | W |  | Elecnor [ES] | W
Pm60028 | Fuente Álamo |  |  |  | FRV (Fotowatio & Renewable Ventures) [NL] (now part of ALJ) |  |  | Gestamp [ES] (now X-Elio) | W
ph63590 | Fuente Álamo I |  |  |  | FRV (Fotowatio & Renewable Ventures) [NL] (now part of ALJ) |  |  | Gestamp [ES] (now X-Elio) | W
ph63588 | Fuente Álamo II | Qualitas Energy [ES] | W |  | FRV (Fotowatio & Renewable Ventures) [NL] (now part of ALJ) |  |  | Gestamp [ES] (now X-Elio) | W | [13 empty] | Trina Solar [CN] Jetion [CN] | W | P | Santerno [IT]
ph63589 | Fuente Álamo III | Qualitas Energy [ES] | W |  | FRV (Fotowatio & Renewable Ventures) [NL] (now part of ALJ) |  |  | Gestamp [ES] (now X-Elio) | W | [13 empty] | Hyundai [KR] Wuxi Guofei [CN] | W | P | Santerno [IT]
ph60451 | Fuente Álamo IV |  |  |  | RW Energy
Pj79899 | Fuente Álamo RW
Pj60314 | Hinojar |  |  |  | New Energy Engineering Consulting [DE] | W |  | Goldbeck Solar [DE] | W |  | Goldbeck Solar [DE] | W | R | [9 empty] | Evergreen Solar [CN] |  |  | SolarMax [CH]
Pj60039 | Hoya de Los Vicentes | Cubico Sustainable Investments [GB] No longer involved: Luzentia Group | W | P Q |  |  |  | Elecnor [ES] | W |  | Elecnor [ES] | W | [10 empty] | SunPower Corporation [US] Atersa [ES] | W | P
Pj62137 | Jumilla |  |  |  | Würth Solar [DE] |  |  | WS Murcia Anbesol [ES]
Pj75328 | Jumilla B
Pj77954 | La Aljorra | Iberdrola Renewables [ES] (part of Iberdrola SA) | W |  | Iberdrola Renewables [ES] (part of Iberdrola SA) | W | [10 empty] | Sabic
Pj71845 | La Pedrera MU |  |  |  | Unielectrica
Pj60090 | Lobosillo |  |  |  | Sunselex [DE] (in insolvency) |  |  | Ecostream | [14 empty] | Yingli Solar [CN] | W
Pj70105 | Lorca |  |  |  | X-Elio [ES] (part owned by KKR [US] 50% with Brookfield [CA]) | W | [13 empty] | European Investment Bank
Pm79761 | Los Alcazares
ph78740 | Los Alcazares 1 | Foresight Group [GB] | W
ph78752 | Los Alcazares 2 | Foresight Group [GB] | W
Pj60256 | Mazarrón
Pj61095 | Mazarrón Conergy |  |  |  | Conergy [DE] (now part of Kawa Capital) |  |  | Solaer Energias Renovables Valfortec SL | [14 empty] | Conergy [DE] (now part of Kawa Capital)
Pj60119 | Moratalla | [6 empty] | Martifer [PT] (now part of Voltalia) | W |  | Martifer [PT] (now part of Voltalia) | W | R | [12 empty] | Xantrex [US]
Pj62136 | Mula | ACS Cobra [ES] (part of ACS Group) | W |  | juwi AG [DE] | W | [16 empty] | Trina Solar [CN] | W
Pm79742 | Puerto Errado
ph71043 | Puerto Errado 1 | Novatec Solar España S.L. [ES] |  |  | Novatec Solar España S.L. [ES] |  |  | Novatec Solar España S.L. [ES]
ph71044 | Puerto Errado 2 | Novatec Solar España S.L. [ES] |  |  | Novatec Biosol AG Novatec Solar España S.L. [ES] |  |  | Novatec & Co. KG Novatec Solar España S.L. [ES]
~5,000 rows of data
Pj75297 | Pamplin |  |  |  | Caden Energix [US] (part owned by Energix) | W
Pj72626 | Pleinmont 1 | sPower [US] (part owned by AES Corporation with Alberta Investment Management Corporation) AES Corporation [US] | W | P | sPower [US] (part owned by AES Corporation with Alberta Investment Management Corporation) | W | [10 empty] | Microsoft [US] | W |  | Wells Fargo [US]
Pj72629 | Pleinmont 2 | sPower [US] (part owned by AES Corporation with Alberta Investment Management Corporation) AES Corporation [US] | W | P | sPower [US] (part owned by AES Corporation with Alberta Investment Management Corporation) | W | [10 empty] | Microsoft [US] | W |  | Wells Fargo [US]
Pj71229 | Port Conway |  |  |  | Port Conway Solar
Pj69761 | Puller |  |  |  | Dominion Energy [US] Coronal [US] (now part of Ørsted) | W | P | Dominion Energy [US] | W
Pj65051 | Remington | Microsoft [US] | W |  | Dominion Energy [US] | W | [10 empty] | Dominion Energy [US] | W | R
Pj72630 | Richmond Spider | sPower [US] (part owned by AES Corporation with Alberta Investment Management Corporation) sPower [US] (part owned by AES Corporation with Alberta Investment Management Corporation) | W | P R | sPower [US] (part owned by AES Corporation with Alberta Investment Management Corporation) | W | [13 empty] | Wells Fargo [US]
Pj75504 | Ringgold Road |  |  |  | Danville Utilities
Pj75294 | Rives Road |  |  |  | Caden Energix [US] (part owned by Energix) | W
Pj71818 | Rustburg | Coronal [US] (now part of Ørsted) |  | R | Coronal [US] (now part of Ørsted) | [11 empty] | Appalachian Power [US] (part of AEP)
Pj74557 | Sadler | Dominion Energy [US] | W |  | Dominion Energy [US] MacQuarie Capital [AU] (part of MacQuarie Group) | W | P | [9 empty] | Facebook [US]
Pj69009 | Sappony | Dominion Energy [US] | W | R | Dominion Energy [US] Virginia Solar [US] | W | P | Strata Solar [US] | W | [7 empty] | Amazon [US]
Pj66377 | Scott | Dominion Energy [US] | W |  | Virginia Solar [US] | [11 empty] | Dominion Energy [US] | W
Pj77736 | Scott AMZN | Dominion Energy [US] | W |  |  |  |  | Strata Solar [US] | W
Pj74048 | Skipjack | AES Corporation [US] | W |  | sPower [US] (part owned by AES Corporation with Alberta Investment Management Corporation) | W |  | sPower [US] (part owned by AES Corporation with Alberta Investment Management Corporation) | W |  | sPower [US] (part owned by AES Corporation with Alberta Investment Management Corporation) | W |  |  |  |  | Johns Hopkins University McCormick & Company TJX Companies Exelon [US]
Pj70618 | South Boston |  |  |  | Cypress Creek Renewables [US] | W
Pf71321 | Spotsylvania | sPower [US] (part owned by AES Corporation with Alberta Investment Management Corporation) | W | [16 empty] | Wells Fargo [US]
Pj72628 | Spring Grove I | Dominion Energy [US] | W |  | Urban Grid [US] | [11 empty] | Dominion Energy [US] | W | R
Pj77737 | Stratford VA
Pj79789 | Sycamore VA
Pj75119 | Turner |  |  |  | Cypress Creek Renewables [US] | W
Pj75302 | Twittys Creek | Alchemy Renewable Energy [US] | W |  | Holocene Clean Energy | [11 empty] | Direct Energy Business
Pj77588 | US20VA AMZN |  |  |  | Amazon [US] | [11 empty] | Amazon [US]
Pj78301 | US20VA Mantura |  |  |  | Kruger Energy [US] | W
Pj77712 | Walnut VA |  |  |  | Dominion Energy [US] | W
Pj70619 | Water Strider |  |  |  | Consolidated Edison Development [US] Cypress Creek Renewables [US] | W | P
Pj79353 | Westmoreland | Novis Renewables [US] (part owned by Falck with ENI) |  |  | Savion [US] (part of MacQuarie Capital formerly part of TradeWind Energy) | W
Pj66378 | Whitehouse | Dominion Energy [US] | W | [13 empty] | Virginia Electric and Power Company [US]
Pj72282 | Woodland VA | Dominion Energy [US] | W |  | Coronal [US] (now part of Ørsted) | [8 empty] | Oliver Farms |  |  | Dominion Energy [US] Virginia Electric and Power Company [US] | W | P
Pj79360 | Wythe County |  |  |  | Savion [US] (part of MacQuarie Capital formerly part of TradeWind Energy) | W | [10 empty] | Dominion Energy [US] | W
Pj72559 | Adams-Neilson |  |  |  | Strata Solar [US] | W |  | Swinerton Renewable Energy [US] | W | [7 empty] | Avista Corp
Ps72713 | Columbia WA |  |  |  | Tuusso Energy [US]
pp72919 | Columbia WA - Camas |  |  |  | Tuusso Energy [US]
pp72920 | Columbia WA - Fumaria |  |  |  | Tuusso Energy [US]
pp72921 | Columbia WA - Penstemon |  |  |  | Tuusso Energy [US]
pp72922 | Columbia WA - Typha |  |  |  | Tuusso Energy [US]
pp72923 | Columbia WA - Urtica |  |  |  | Tuusso Energy [US]
Pj69513 | Hanford | Neoen [FR] | W | R | Neoen [FR] | W
Pj68483 | Kittitas |  |  |  | OneEnergy Renewables [US] | W
Pj73413 | Lund Hill |  |  |  | Avangrid Renewables [US] (part of Iberdrola) | [11 empty] | Puget Sound Energy (PSE)
Pj71733 | Tono US |  |  |  | TransAlta [CA] | [11 empty] | TransAlta [CA]
Pj74264 | Arcadia |  |  |  | OneEnergy Renewables [US] | W
Pj71905 | Badger Hollow | WEC Energy Group |  |  | Invenergy Services [US] | [11 empty] | Wisconsin Public Service Madison Gas & Electric [US]
Pj73420 | Badger State |  |  |  | Ranger Solar [US] (now part of NextEra Energy) | [11 empty] | Dairyland Power Cooperative
Pj77078 | Dane County 2 |  |  |  | Dane County
Pj72595 | Dane County MSN |  |  |  | Madison Gas & Electric [US] | [8 empty] | Dane County Regional Airport
Pj74243 | Middleton Airport |  |  |  | Madison Gas & Electric [US]
Pj77589 | O'Brien | Madison Gas & Electric [US] |  |  | EDF Renewable Energy [US] (part of EDFEN) | W | [7 empty] | O'brien family |  |  | Madison Gas & Electric [US]
Pj69301 | Osakis |  |  |  | Novel Energy Solutions [US]
Pj76740 | Paris WI |  |  |  | Invenergy Services [US]
Pj68868 | Point Beach | NextEra Energy [US] | W | R | NextEra Energy [US] | W | [10 empty] | WPPI Energy
Pj79364 | Richland WI |  |  |  | Savion [US] (part of MacQuarie Capital formerly part of TradeWind Energy) | W
Pj78287 | Riverside |  |  |  | Wisconsin Power & Light
Pj71906 | Two Creeks | Madison Gas & Electric [US] Wisconsin Public Service Corp [US] |  |  | NextEra Energy [US] | W |  | Blattner Energy [US] | W | [7 empty] | Madison Gas & Electric [US] Wisconsin Public Service Corp [US]
Pj78347 | Western Mustang |  |  |  | Ranger Solar [US] (now part of NextEra Energy)
Pj77700 | Dinosolar |  |  |  | Enyo | [11 empty] | Rocky Mountain Power [US] (part of Pacific Power)
Pj72181 | Raven | Hanwha Q.Cells [KR] (part of Hanwha) |  | R | Hanwha Q.Cells [KR] (part of Hanwha) |  |  | Hanwha Q.Cells [KR] (part of Hanwha) |  | R |  |  |  | Bureau of Land Management [US] | [8 empty] | Hanwha Q.Cells [KR] (part of Hanwha) |  | R | SunGrow [CN]
Pj69848 | South Mills |  |  |  | Cypress Creek Renewables [US] | W |  | Enerparc [DE] | W | [7 empty] | NorthWestern Energy [US] | [5 empty] | Yingli Solar [CN] | W |  | SMA Solar Technology [DE] | W
Pj70218 | Sweetwater | Centaurus Energy [US] No longer involved: 174 Power Global [US] (part of Hanwha) | W | P Q |  |  |  | Swinerton Renewable Energy [US] | W | [7 empty] | Pacific Power [US]
Pj65458 | Alto Cielo | TerraForm Power [US] (part of SunEdison) |  |  | SolarPack [ES] | W | [10 empty] | Administracion Nacional de Usinas y Transmisiones Electricas [UY](UTE)
Pj65914 | Dicano |  |  |  | Lafemir [UY] SkyPower [CA] | [11 empty] | Administracion Nacional de Usinas y Transmisiones Electricas [UY](UTE) |  |  | Inter-American Development Bank [US] China Co-Financing Fund [CN] Canadian Climate Fund [CA]
Pj65915 | Fenima |  |  |  | Lafemir [UY] SkyPower [CA] | [11 empty] | Administracion Nacional de Usinas y Transmisiones Electricas [UY](UTE) |  |  | Inter-American Development Bank [US] China Co-Financing Fund [CN] Canadian Climate Fund [CA]
Pf65913 | Giacote + Casablanca |  |  |  | Lafemir [UY] SkyPower [CA] | [11 empty] | Administracion Nacional de Usinas y Transmisiones Electricas [UY](UTE) |  |  | Inter-American Development Bank [US] China Co-Financing Fund [CN] Canadian Climate Fund [CA]
Pj65916 | Petilcoran |  |  |  | Lafemir [UY] SkyPower [CA] | [11 empty] | Administracion Nacional de Usinas y Transmisiones Electricas [UY](UTE) |  |  | Inter-American Development Bank [US] China Co-Financing Fund [CN] Canadian Climate Fund [CA]
Pj65917 | Raditon |  |  |  | Lafemir [UY] SkyPower [CA] | [11 empty] | Administracion Nacional de Usinas y Transmisiones Electricas [UY](UTE) |  |  | Inter-American Development Bank [US] China Co-Financing Fund [CN] Canadian Climate Fund [CA]
Pj71963 | Menafra
Pj71965 | Yarnel |  |  |  | Solaria Energia | W | [13 empty] | Canadian Climate Fund for the Private Sector in the Americas (C2F) InterAmerican Investment Corporation
Pj65918 | Young |  |  |  | Lafemir [UY] SkyPower [CA] | [11 empty] | Administracion Nacional de Usinas y Transmisiones Electricas [UY](UTE) |  |  | Inter-American Development Bank [US] China Co-Financing Fund [CN] Canadian Climate Fund [CA]
Pj65919 | Arapey |  |  |  | Lafemir [UY] SkyPower [CA] | [11 empty] | Administracion Nacional de Usinas y Transmisiones Electricas [UY](UTE) |  |  | Inter-American Development Bank [US] China Co-Financing Fund [CN] Canadian Climate Fund [CA]
Pj71960 | Del Litoral | Atlas Renewable Energy [US] (part of Actis) | W
Pj71962 | El Naranjal | Atlas Renewable Energy [US] (part of Actis) | W
Pj62435 | La Jacinta | Invenergy Services [US] |  |  | FRV (Fotowatio & Renewable Ventures) [NL] (now part of ALJ) | [11 empty] | Administracion Nacional de Usinas y Transmisiones Electricas [UY](UTE) |  |  | Inter-American Development Bank [US] Santander [ES] |  |  | BYD [CN] | W
Pj75137 | Punta del Tigre |  |  |  | Administracion Nacional de Usinas y Transmisiones Electricas [UY](UTE)
Pj71964 | Natelu |  |  |  | Solaria Energia | W | [13 empty] | Canadian Climate Fund for the Private Sector in the Americas (C2F) InterAmerican Investment Corporation
Pj65242 | Donoe | Main Street Power [US] (now part of AES Corporation) |  |  | Main Street Power [US] (now part of AES Corporation) |  | R | [9 empty] | U.S. Virgin Island Water and Power Authority [VI]
Pj64336 | Spanish Town | BMR Energy No longer involved: NRG Energy [US] Global Infrastructure Partners [US] |  | Q Q | Toshiba [JP] | W |  | Toshiba [JP] | W | R | [6 empty] | U.S. Virgin Island Water and Power Authority [VI] | [5 empty] | Canadian Solar [CA] | W
Pj75057 | Chust |  |  |  | Helios Energy [TH]
Pj75124 | Navoi |  |  |  | Masdar (Abu Dhabi Future Energy Company) [AE] | [11 empty] | Uzbekenergo JSC
Pj73249 | Muinak |  |  |  | Uzbekenergo [UZ] | W |  | Gräss | [14 empty] | Suntech [CN] REC Solar [US] (part of Duke Energy) | W | P | Siemens [DE] | W
Pj75056 | UZ19SA Samarkand Eren |  |  |  | Eren Renewable Energy [FR] (part owned by Total 23%) | [14 empty] | EBRD (European Bank for Reconstruction and Development)
Pj75216 | Sirdarya |  |  |  | Helios Energy [TH] |  |  | Helios Energy [TH]
Pj75715 | Sherabad | [18 empty] | Asian Development Bank
Pj76894 | An Cu
Pj72960 | Tinh Bien |  |  |  | Sao Mai Group
Pj76895 | Van Giao 1 |  |  |  | Van Giao Solar Energy JSC
Pj76896 | Van Giao 2 |  |  |  | Van Giao Solar Energy JSC
Pj73902 | Chau Duc |  |  |  | SH Solar Farm Vina | [14 empty] | UNFCCC (United Nations Framework Convention on Climate Change) |  |  | Hanwha Q.Cells [KR] (part of Hanwha) |  |  | Hyosung
Pj76897 | Da Bac |  |  |  | Dong A Chau Duc JSC Green HC Liability Company Tai Tien Liability Company
Pj76944 | Gia Hoet float |  |  |  | DTD Natural Energy Investment
Pj76945 | Tam Bo float |  |  |  | Energy Development
Pj72721 | Cat Hiep |  |  |  | Truong Thanh Viet Nam Group (TTVN) Quadran Energie [FR] (part of Total) |  |  | juwi AG [DE] | W |  | juwi AG [DE] | W
Pj77939 | Loc Ninh 4/5 |  |  |  | Xinghai Group |  |  | Risen Energy [CN] | [14 empty] | Risen Energy [CN]
Pj70947 | Loc Tan |  |  |  | Tata Power [IN] | W
Pj76901 | Loc Thach
Pj76902 | Loc Thanh MT |  |  |  | MTE Energy
Pj76903 | Binh An |  |  |  | Everich Binh Thuan Energy
Pj75140 | Da Mi float |  |  |  | Da Mi Hydropower | [14 empty] | Asian Development Bank Canadian Climate Fund [CA] Leading Asia’s Private Infrastructure Fund [PH] (part of ADB)
Pj73964 | Ham Kiem |  |  |  | Phan Lam Energy LLC Thanh Thanh Cong [VN] |  |  | Sharp [JP]
Pj74177 | Ham Phu |  |  |  | Thanh Thanh Cong [VN] | W
Pj74138 | Hong Phong 1A+1B |  |  |  | Vietracimex |  |  | Sinohydro [CN] | W | [13 empty] | JinkoSolar [CN] | W
Pj76884 | Hong Phong 4 |  |  |  | HadoGroup [VN] |  |  | Power Construction of China | [14 empty] | SunPower Corporation [US] | W |  | SMA Solar Technology [DE] | W
Pj76074 | Hong Phong 5 | Scatec Solar [NO] (part owned by Scatec AS 15.6%) | W |  | Scatec Solar [NO] (part owned by Scatec AS 15.6%) | W |  | Scatec Solar [NO] (part owned by Scatec AS 15.6%) | W
Pj76883 | Mui Ne |  |  |  | Pacifico Energy [JP] (part of Virginia Solar)
Pj76904 | Nhon Hoi |  |  |  | Fujiwara Binh Dinh
Pj76893 | Phan Lam 1 |  |  |  | Nam Viet Phan Lam Company is a joint venture with Thailand's Super Energy Corporation
Pj76881 | Phong Phú |  |  |  | Solarcom
Pj76882 | Phu Lac
Pj72582 | Song Luy 1 |  |  |  | Binh Thuan Solar Power Investment |  |  | Tractebel Energia [BR] | [11 empty] | SHB Bank |  |  | JA Solar [CN] | W |  | TMEIC (Toshiba Mitsubishi-Electric Industrial Systems) [JP]
Pj76905 | Sơn My 3 |  |  |  | Son My Renewable Energy JSC, EVNPECC2
Pj73409 | Thuan Minh 2 |  |  |  | Helio Power Vietnam |  |  | Jetion [CN] | [14 empty] | Jetion [CN]
Pj76875 | Vinh Hao |  |  |  | Vinh Hao Solar Power JSC
Pj76877 | Vinh Hao 2 |  |  |  | VSP Binh Thuan JSC
Pj76878 | Vinh Hao 4 |  |  |  | Quynh Quang Real Estate Company
Pj76879 | Vinh Hao 6 |  |  |  | FECON
Pj76876 | Vinh Hao PPV |  |  |  | Power Plus Vietnam LLC
Pj76880 | Vinh Tan |  |  |  | Electricity of Vietnam [VN]
Pj77668 | Vinh Tan port |  |  |  | Trina Solar [CN] | W
Pj76906 | Rach Goc |  |  |  | Long Hung Company
Pj79361 | Ea Sup 1 |  |  |  | Xuan Thien [VN] | [17 empty] | Longi [CN] | W
Pj72387 | Ea Wer |  |  |  | Dai Hai Power | [20 empty] | SunGrow [CN]
Pj76907 | Jang Pong |  |  |  | Cao Nguyen IE JSC
Pj73959 | Krong Pac |  |  |  | Ayala Corp [PH]
Pj76908 | Long Thanh |  |  |  | Long Thanh Infrastructure Investment and Development JS
Pj71748 | Truc Son | Thanh Nien Media |  |  | Europe Clean Energies Japan Thanh Thanh Cong [VN] Univergy [ES]
Pj76885 | Cu Jut |  |  |  | Electricity of Vietnam [VN]
Pj70617 | Lien Chieu |  |  |  | Bach Khoa
~100 rows of data
Pj63016 | ZW13 Eastway Zim I |  |  |  | Thompson Cole [GB] Twalumba Holdings [ZW]
Notes:
This report has been produced exclusively for WolfeWare and must not be copied, forwarded or disclosed without Wiki-Solar's express written consent.
Key to abbreviations used in Wiki-Solar reports:
A | Aggregated portfolio of projects separately listed in this report. Exclude these rows from calculated subtotals, to prevent double-counting.
B | Built up from constituent projects or phases; or split down from portfolio or regional total.
C | Calculated from other known parameters and applicable regional ratios (e.g. performance ratio, average hectares/MWp).
D | Date is given to the nearest year or quarter or month; or derived from historical satellite images.
E | Estimated figure or location, or data provided by sources not involved in the project.
F | Forecast coming-online-date from project participants or other data sources.
M | Maps at Wiki-Solar.org show the site footprint; press the hyperlink on the right.
N | Note: The site footprint (above) is for a part of this project, or for the portfolio of which this is part.
P | Participants' web-links not all shown for multiple parties; refer to attached PDF report for full list.
Q | Quit; participants listed as 'previously' have subsequently relinquished this role.
R | Role is assumed based on participant's other involvement in the project.
T | Technology images are generic - not specific to this project.
U | Unreliable: Other entries in Wiki-Solar Database suggest this ratio, and therefore the parameters from which it derives, may be unreliable.
W | Web links are to third party websites, which may have subsequently been moved or closed (applies also to projects Website hyperlinks).
This report is based on the projects listed on Wiki-Solar's database at the time it was produced, 'errors and omissions excepted'.
We do not warrant that it is complete, or that listed organisations will be suitable counter-parties for other projects.
The database comprises mainly projects of 4MWac and above.
Further details available on our website:
Notes: | https://www.wiki-solar.org/services/user-notes.htm
Maps: | https://www.wiki-solar.org/map/index.html

## Technology
Utility-scale solar projects report from Wiki-Solar
| Prepared exclusively for: | [Sample] |  |  |  | *** This is only an extract to illustrate contents, format and coverage ***
Operating and planned utility-scale solar power stations Worldwide
Supra format
Subsystems & technology |  | See 'Projects' sheet for project and site data and 'Participants' sheet for companies involved
See key to notes and other terms at the bottom of this sheet from row 410
|  | S u b s y s t e m t e c h n o l o g i e s a n d k e y d a t a | [19 empty] | P r o j e c t k e y t e c h n i c a l r a t i o s & l e a d t i m e s | [15 empty] | F i n a n c i a l d a t a a n d r a t i o s
Proj ref. | Project name | Qty > | Modules | Ti | < Wp | T10 | Mounting | Ti | Qty > | Inverter | Ti | < kVA | T11 | MW > | MWh > | Storage | Ti | < Chg | T12 | D/Chg | T13 | P.R. | T1 | Yield | T2 | Eq Hos | T3 | CO2 sv | T4 | Eq Cars | T5 | Density | T6 | Build | T17 | Life | T18 | Capex | $ capex | /MW | T8 | Finance | Debt | T7 | Tariff | T13 | Inc pa | T14 | Pybk | T15
~100 rows of data
Pm76548 | Ullum |  | {u/s} |  |  |  | {u/s} |  |  | {u/s} | [5 empty] | {none} | [5 empty] | 78.53% | B | [10 empty] | 412 d | B
ph76549 | Ullum I |  | {u/s} |  |  |  | {multiple} |  |  | {u/s} | [5 empty] | {none} | [5 empty] | 71.43% | [9 empty] | 2.857
ph76550 | Ullum III |  | {u/s} |  |  |  | {u/s} |  |  | {u/s} | [5 empty] | {none} | [5 empty] | 76.37% | [9 empty] | 1.549
ph72501 | Ullum IV |  | {u/s} |  |  |  | 1-axis | T |  | {u/s} | [5 empty] | {none} | [5 empty] | 71.43% | [9 empty] | 1.732 | [12 empty] | 53.7
ph76551 | Ullum VI |  | {u/s} |  |  |  | 1-axis | T |  | {u/s} | [5 empty] | {none} | [5 empty] | 69.06% | [9 empty] | 1.956
ph72503 | Ullum VII |  | {u/s} |  |  |  | 1-axis | T |  | {u/s} | [5 empty] | {none} | [5 empty] | 69.06% | [9 empty] | 1.865 | [12 empty] | 55.2
ph71208 | Ullum X |  | {u/s} |  |  |  | {u/s} |  |  | {u/s} | [5 empty] | {none} | [5 empty] | 86.96% | [11 empty] | 412 d | [10 empty] | 42
Pj72494 | Caldenes del Oeste | 92394 | Poly-Si | T | 324.7 |  | 1-axis | T |  | {u/s} | [5 empty] | {none} | [5 empty] | 76% |  | 1085.5 |  | 686.9 | [5 empty] | 2.223
Pj72506 | La Cumbre | 82080 | {u/s} |  | 398.4 |  | 1-axis | T |  | {u/s} | [5 empty] | {none} | [5 empty] | 67.28% | [9 empty] | 2.422 | [5 empty] | $m28.6 | 28.6 | 1.3 |  |  |  |  | 56.7
Pj65453 | La Punta | 40000 | {u/s} |  | 250 |  | Fixed | T |  | {u/s} | [5 empty] | {none} | [5 empty] | 71.5% | [9 empty] | 2.11 | [12 empty] | 58.98
Pj72165 | Añatuya I |  | {u/s} |  |  |  | {u/s} |  |  | {u/s} | [5 empty] | {none} | [5 empty] | 79.16% | [22 empty] | 52.27
Pj69340 | Amaicha del Valle |  | {u/s} |  |  |  | {u/s} |  |  | {u/s} | [5 empty] | {none} | [5 empty] | 85.11% | [15 empty] | $m250.0 | 250 | 1.25
Pj69402 | Masrik |  | {u/s} |  |  |  | {u/s} |  |  | {u/s} | [5 empty] | {none} | [5 empty] | 88.71% |  | 2727.3 |  | 142.7 |  | 360 |  |  |  | 1.613 |  | 685 d |  |  |  | €m57.0 | 63.99 | 1.036 |  | 41 | 71.93% |  | 46 | C | 6.9 | C | 9.274 | C
Pj64058 | Mount Majura |  | Poly-Si | T |  |  | 1-axis | T |  | {u/s} | [5 empty] | {none} | [5 empty] | 84.39% | [9 empty] | 1.983
Pj62559 | Mugga Lane | 48000 | {u/s} |  | 312.5 |  | {multiple} |  |  | {u/s} | [5 empty] | {none} | [5 empty] | 86.67% |  | 1884.6 |  | 122.4 |  | 783.7 |  |  |  | 2.32 |  | 805 d
Pj61321 | Royalla | 81600 | {u/s} |  | 295.3 | U | Fixed | T | 20 | Central | T | 1000 |  |  |  | {none} | [5 empty] | 82.99% |  | 1850 |  | 121.6 |  | 1081.1 |  |  |  | 1.938 |  | 367 d
Pj62560 | Williamsdale | 26000 | {u/s} |  | 430 |  | 1-axis | T |  | {u/s} | [5 empty] | {none} | [5 empty] | 62.61% | U | 1714.3 |  | 208.3 | [5 empty] | 2.746
Pj74679 | Avonlie | 667000 | {u/s} |  | 299.9 |  | {u/s} |  |  | {u/s} | [5 empty] | {none} | [5 empty] | 80.5% | [11 empty] | 485 d
Pj69215 | Beryl AU |  | {u/s} |  |  |  | 1-axis | T |  | {u/s} | [5 empty] | {none} | [5 empty] | 78.45% |  | 1540.2 | U | 209 |  | 1365.7 |  | 267.8 |  | 1.942 | [5 empty] | A$m187.0 | 131.45 | 2.149
Pj69204 | Bogan River |  | {u/s} |  |  |  | {u/s} |  |  | {u/s} | [5 empty] | {none} | [5 empty] | 80.5%
Pj72378 | Boggabilla | 16000 | {u/s} |  | 281.2 |  | Pitched | T |  | {u/s} | [5 empty] | {none} | [5 empty] | 80% | [15 empty] | A$m6.0 | 4.69 | 1.667
Pj72710 | Bomen | 400000 | {u/s} |  | 300 |  | 1-axis | T | 44 | Central | T | 2272.73 |  | 10 | 40 | Li-Ion |  | 0.4 |  | 4 |  | 83.33% |  | 2200 |  | 168.2 | [5 empty] | 1.798 |  | 290 d |  |  |  | A$m164.0 | 115.28 | 1.64
Pj79515 | Bonshaw |  | {u/s} |  |  |  | {u/s} |  |  | {u/s} |  |  |  | 300 |  | {none} | [5 empty] | 80.32% |  | 2100 |  | 166.7 | [5 empty] | 0.598 | U |  |  |  |  | A$m238.0 | 167.3 | 1.19
Pj61272 | Broken Hill | 650000 | CdTe | T | 81.5 |  | Fixed | T |  | {u/s} | [5 empty] | {none} | [5 empty] | 80.38% |  | 2994.5 |  | 133.3 | [5 empty] | 3.16 |  | 559 d |  |  |  | A$m159.0 | 114.5 | 3.732
Pj72379 | Bullarah |  | {u/s} |  |  |  | {u/s} |  |  | {u/s} | [5 empty] | {none} | [5 empty] | 80.48% | [15 empty] | A$m6.0 | 4.23 | 1.202
Pj76759 | Byron Bay |  | {u/s} |  |  |  | {u/s} |  |  | {u/s} |  |  |  | 5 | 10 | Li-Ion |  | 2.004 | U | 2 |  | 67.43% | U
Pj61480 | Capital |  | {u/s} |  |  |  | {u/s} |  |  | {u/s} | [5 empty] | {none} | [5 empty] | 80.57%
Pj69934 | Carrick AU | 360000 | {u/s} |  | 400 |  | {u/s} |  |  | {u/s} | [5 empty] | {none} | [5 empty] | 80.56% |  | 1912.9 |  |  |  | 805.9 |  |  |  | 1.389 | [5 empty] | A$m380.0 | 296.94 | 3.276
Pj75212 | Cessnock |  | {u/s} |  |  |  | {u/s} |  |  | {u/s} | [5 empty] | {none} | [5 empty] | 78% | [11 empty] | 288 d
Pj69210 | Coleambally | 565000 | {u/s} |  | 334.5 |  | 1-axis | T |  | {u/s} | [5 empty] | {none} | [5 empty] | 79.37% |  | 2593.1 |  | 167.1 | U |  |  |  |  | 2.716 |  | 294 d | [7 empty] | 21.1
Pj75944 | Culcairn |  | {u/s} |  |  |  | {u/s} |  |  | {u/s} | [5 empty] | {none} | [5 empty] | 86.96% |  | 2285.7 |  | 175
Pj69379 | Currawarra | 500000 | {u/s} |  | 434 |  | {u/s} |  |  | {u/s} | [5 empty] | {none} | [5 empty] | 80.65%
Pj69817 | Darlington Point |  | {u/s} |  |  |  | 1-axis | T |  | {u/s} |  |  |  |  | 100 | Battery |  | 0.364 |  |  |  | 82.58% |  | 2490.9 |  | 167.9 |  | 225 | U |  |  | 2.897 |  | 508 d |  |  |  | A$m407.0 | 286.1 | 1.48
Pj64626 | Dubbo |  | {u/s} |  |  |  | 1-axis | T |  | {u/s} | [5 empty] | {none} | [5 empty] | 80.69% |  | 2586.5 | [7 empty] | 1.872
Pf64623 | Dubbo Solar Hub |  | {u/s} |  |  |  | {u/s} |  |  | {u/s} | [5 empty] | {none} | [5 empty] | 80.77% | B
Pj71498 | Finley | 500000 | {u/s} |  | 349.8 |  | 1-axis | T |  | {u/s} | [5 empty] | {none} | [5 empty] | 76.04% | [9 empty] | 1.715 |  | 259 d |  |  |  | A$m170.0 | 119.5 | 1.278 |  |  |  |  | 66 | B
Pj64624 | Gilgandra |  | {u/s} |  |  |  | {u/s} |  |  | {u/s} | [5 empty] | {none} | [5 empty] | 78.1%
Pj79888 | Glenellen |  | {u/s} |  |  |  | {u/s} |  |  | {u/s} | [5 empty] | {none} | [5 empty] | 80.5%
Pj68030 | Goonumbla | 269235 | {u/s} |  | 309.4 |  | 1-axis | T |  | {u/s} | [5 empty] | {none} | [5 empty] | 81.39% |  | 2876.1 |  | 230.8 | U | 717.9 |  |  |  | 4.622 |  | 408 d
Pj71704 | Gregadoo |  | {u/s} |  |  |  | {u/s} |  |  | {u/s} | [5 empty] | {none} | [5 empty] | 80.48%
Pj64627 | Griffith | 185000 | {u/s} |  | 194.6 |  | 1-axis | T |  | {u/s} | [5 empty] | {none} | [5 empty] | 80.56% |  | 2589.5 | [7 empty] | 2.764
Pj73497 | Gulgong |  | {u/s} |  |  |  | {u/s} |  |  | {u/s} | [5 empty] | {none} | [5 empty] | 80.43%
Pj68350 | Gullen | 40000 | {u/s} |  | 275 | U | Offset | T |  | {u/s} | [5 empty] | {none} | [5 empty] | 90.91% | [9 empty] | 1.845 |  | 355 d |  |  |  | A$m26.0 | 20.32 | 2.6 |  | 7.7 | 29.62% | C
Pj69820 | Gunnedah | 470000 | Bifacial | T | 310.6 |  | {u/s} |  |  | {u/s} | [5 empty] | {none} | [5 empty] | 75.34% | [9 empty] | 4.74
Pj71502 | Gunning |  | {u/s} |  |  |  | {u/s} |  |  | {u/s} | [5 empty] | {none} | [5 empty] | 80.38%
Pj69211 | Hay |  | {u/s} |  |  |  | {u/s} |  |  | {u/s} | [5 empty] | {none} | [5 empty] | 80.65% | [9 empty] | 5.976 | [5 empty] | A$m150.0 | 117.21 | 1.5
Pj69208 | Hillston | 250000 | {u/s} |  | 460 |  | {u/s} |  |  | {u/s} | [5 empty] | {none} | [5 empty] | 73.91% | [15 empty] | A$m100.0 | 78.14 | 1.176
Pj72492 | Jemalong PV |  | {u/s} |  |  |  | {u/s} |  |  | {u/s} | [5 empty] | {none} | [5 empty] | 81.3% |  | 2574 |  | 178.7 | [7 empty] | 357 d
Pj79887 | Jindera |  | {u/s} |  |  |  | {u/s} |  |  | {u/s} |  |  |  | 30 | 60 | {none} |  | 0.5 |  | 2 |  | 80% | [9 empty] | 2.18
Pj75061 | Kanowna | 27500 | Optimiser |  | 327.3 |  | Pitched | T |  | {u/s} | [5 empty] | {none} | [5 empty] | 78.11% | [9 empty] | 0.778 |  | 70 d
Pj71027 | Lake Cargelligo CSP |  | Power tower |  |  |  | {u/s} |  |  | {u/s} | [5 empty] | {none}
Pj77595 | Leeton |  | Bifacial | T |  |  | 1-axis | T |  | {u/s} | [5 empty] | {none} | [5 empty] | 70.71% |  | 2707.1
Pj69206 | Limondale | 800000 | {u/s} |  | 436.2 |  | Fixed | T |  | {u/s} | [5 empty] | {none} | [5 empty] | 63.04% | U | [8 empty] | 6.931 |  | 595 d
Pj68288 | Manildra | 466000 | CdTe | T | 107.3 |  | 1-axis | T |  | {u/s} | [5 empty] | {none} | [5 empty] | 85.2% |  | 2816.9 |  | 116.7 |  | 758.3 |  | 263.7 |  | 2.306 | [9 empty] | 6.9
Pj71504 | Maryvale |  | {u/s} |  |  |  | {u/s} |  |  | {u/s} | [5 empty] | {none} | [5 empty] | 78.12% |  | 2424 | C | 153.5 | C | 874.6 | C | [8 empty] | A$m188.0 | 132.46 | 1.504
Pj69212 | Metz | 400000 | {u/s} |  | 358.8 |  | 1-axis | T |  | {u/s} | [5 empty] | {none} | [5 empty] | 80.14% |  | 2547.8 | C | 136.5 | C | 767.9 | C |  |  | 20.53 | U
Pj69590 | Molong | 80088 | {u/s} |  | 487 |  | {u/s} |  |  | {u/s} | [5 empty] | {none} | [5 empty] | 81.28%
Pj61017 | Moree | 222880 | Poly-Si | T | 314.1 |  | 1-axis | T |  | {u/s} | [5 empty] | {none} | [5 empty] | 80% |  | 2610.4 |  | 333.3 |  | 700 |  |  |  | 2.729 |  | 412 d |  |  |  | A$m230.0 | 165.63 | 4.107 |  | 106.4 | 46.26% | B
Pj71224 | Mulwala | 400000 | {u/s} |  | 435 |  | {u/s} |  |  | {u/s} | [5 empty] | {none} | [5 empty] | 80.46% | [15 empty] | A$m119.0 | 92.99 | 0.85
Pj71505 | Mumbil |  | {u/s} |  |  |  | {u/s} |  |  | {u/s} | [5 empty] | {none} | [5 empty] | 80.34%
Pj69213 | Narrabri |  | {u/s} |  |  |  | {u/s} |  |  | {u/s} | [5 empty] | {none} | [5 empty] | 80.54% |  | 2626.4 |  | 146 | [5 empty] | 2.215
Pj69819 | Narrabri CSI | 200000 | {u/s} |  | 373 |  | 1-axis | T |  | {u/s} | [5 empty] | {none} | [5 empty] | 80.43% | [9 empty] | 2.681 | [5 empty] | A$m82.0 | 64.08 | 1.367
Pj64625 | Narromine |  | {u/s} |  |  |  | 1-axis | T |  | {u/s} | [5 empty] | {none} | [5 empty] | 73.33% | [9 empty] | 1.987
Pj69207 | Nevertire |  | {u/s} |  |  |  | 1-axis | T |  | {u/s} | [5 empty] | {none} | [5 empty] | 80.77% | [9 empty] | 1.44
Pj73267 | New England AU | 2400000 | {u/s} |  | 372.9 |  | {u/s} |  |  | {u/s} |  |  |  |  | 400 | Battery |  | 0.556 |  |  |  | 80.45% |  | 2500 |  | 138.9 | [11 empty] | A$m768.0 | 539.87 | 1.067
Pj61271 | Nyngan | 1366380 | CdTe | T | 92.9 |  | Fixed | T |  | {u/s} | [5 empty] | {none} | [5 empty] | 80.31% |  | 2276.4 |  | 142.1 |  | 874.3 |  | 261.1 |  | 3.449 |  | 499 d |  |  |  | A$m318.0 | 231.95 | 3.118
Pj74462 | Orange Grove |  | {u/s} |  |  |  | {u/s} |  |  | {u/s} | [5 empty] | {none} | [5 empty] | 80.45% | [15 empty] | A$m94.0 | 66.08 | 1.062
Pj64628 | Parkes | 198000 | {u/s} |  | 333.3 |  | 1-axis | T |  | {u/s} | [5 empty] | {none} | [5 empty] | 83.33% | [9 empty] | 3.23
Pj72396 | Parkesbourne |  | {u/s} |  |  |  | {u/s} |  |  | {u/s} | [5 empty] | {none} | [5 empty] | 80.43%
Pj78820 | Peak Hill |  | {u/s} |  |  |  | 1-axis | T |  | {u/s} | [5 empty] | {none} | [5 empty] | 81.34% | [9 empty] | 2.328
Pj77946 | Quorn AU |  | {u/s} |  |  |  | {u/s} |  |  | {u/s} |  |  |  | 20 | 20 | Battery |  | 0.25 |  | 1 |  | 80.48%
Pj72392 | Sapphire |  | {u/s} |  |  |  | {u/s} |  |  | {u/s} | [5 empty] | {none} | [5 empty] | 80.32% |  | 1985 |  | 168.8 |  | 957.2 | [5 empty] | 304 d |  |  |  | A$m280.0 | 196.83 | 1.4
~2,000 rows of data
Pj75910 | Wuhai A |  | {u/s} |  |  |  | Fixed | T |  | {u/s} | [5 empty] | {none} | [15 empty] | 2.083 | C
Pj78186 | Wuhai B |  | {u/s} |  |  |  | Fixed | T |  | {u/s} | [5 empty] | {none} | [15 empty] | 1.973 | C
Pj75892 | Wuhai CSI |  | Bifacial | T |  |  | {multiple} |  |  | {u/s} | [5 empty] | {none} | [5 empty] | 84% | [9 empty] | 2.543
Pj70945 | Wuhai YGE |  | Bifacial | T |  |  | {u/s} |  |  | {u/s} | [5 empty] | {none} | [5 empty] | 84.03% | [9 empty] | 1.14 |  | 651 d
Pj61648 | Wulanhua |  | {u/s} |  |  |  | {multiple} |  |  | {u/s} | [5 empty] | {none} | [5 empty] | 84.67% |  | 1803.5 |  |  |  | 895.8 |  |  |  | 2.725
Pj69494 | Wulate CSI |  | {u/s} |  |  |  | Fixed | T |  | {u/s} | [5 empty] | {none} | [5 empty] | 84.5% | [9 empty] | 0.89
Pj63336 | Xianghuangqi | 73440 | {u/s} |  | 272.3 |  | {u/s} |  |  | Central | T |  |  |  |  | {none} | [5 empty] | 84.5% |  | 1737.3 |  |  |  | 927.4 |  |  |  | 3.275 |  | 157 d
Pj72304 | Xini Huduge A |  | {u/s} |  |  |  | Fixed | T |  | {u/s} | [5 empty] | {none} | [15 empty] | 3.18 | C
Pj72303 | Xini Huduge B |  | {u/s} |  |  |  | Fixed | T |  | {u/s} | [5 empty] | {none} | [15 empty] | 2.15 | C
Pj68563 | Xiremiao A |  | {u/s} |  |  |  | Fixed | T |  | {u/s} | [5 empty] | {none} | [15 empty] | 2.3 | C
Pj70288 | Yabulaizhen A |  | {u/s} |  |  |  | Fixed | T |  | {u/s} | [5 empty] | {none} | [15 empty] | 2.56 | C
Pj66174 | Zhandanzhao Sumu |  | {u/s} |  |  |  | Fixed | T |  | {u/s} | [5 empty] | {none} | [5 empty] | 84% | [9 empty] | 2.85 | [5 empty] | C¥m184.8 | 28.45 | 11
Pj68073 | Zhaqi I |  | {u/s} |  |  |  | Fixed | T |  | {u/s} | [5 empty] | {none} | [5 empty] | 84.5% | [9 empty] | 2.89
ph68074 | Zhaqi II |  | {u/s} |  |  |  | Fixed | T |  | {u/s} | [5 empty] | {none} | [5 empty] | 84% | [9 empty] | 2.154 | [5 empty] | C¥m409.0 | 58.89 | 9.737
Pj65897 | Zhenglanqi |  | {u/s} |  |  |  | Fixed | T |  | {u/s} | [5 empty] | {none} | [5 empty] | 83.9% | [9 empty] | 3.865
Pj70185 | Zhenglanqi A |  | {u/s} |  |  |  | Fixed | T |  | {u/s} | [5 empty] | {none} | [15 empty] | 3.012 | C
Pj70186 | Zhengxiangbaiqi A |  | {u/s} |  |  |  | Fixed | T |  | {u/s} | [5 empty] | {none} | [15 empty] | 2.84 | C
Pj66678 | Zhonghuan 1 |  | {u/s} |  |  |  | {multiple} |  |  | {u/s} | [5 empty] | {none} | [5 empty] | 84.5% | [9 empty] | 3.185
Pj66679 | Zhonghuan 2 |  | {u/s} |  |  |  | Fixed | T |  | {u/s} | [5 empty] | {none} | [5 empty] | 84% | [9 empty] | 2.266
Pj66680 | Zhonghuan 3 |  | {u/s} |  |  |  | Fixed | T |  | {u/s} | [5 empty] | {none} | [5 empty] | 84.3% | [9 empty] | 2.772
Pm79695 | Baoying |  | {u/s} |  |  |  | {u/s} |  |  | {u/s} | [5 empty] | {none} | [5 empty] | 83.06% | B | [8 empty] | 2.492 | B
Pj69969 | Baoying A |  | {u/s} |  |  |  | Fixed | T |  | {u/s} | [5 empty] | {none} | [15 empty] | 2.84 | C
Pj70038 | Baoying B |  | {u/s} |  |  |  | Fixed | T |  | {u/s} | [5 empty] | {none} | [15 empty] | 3.04 | C
ph66028 | Baoying I |  | {u/s} |  |  |  | Fixed | T |  | {u/s} | [5 empty] | {none} | [5 empty] | 82.33% | [9 empty] | 2.367
ph69963 | Baoying II |  | {u/s} |  |  |  | Fixed | T |  | {u/s} | [5 empty] | {none} | [5 empty] | 83.68% | [9 empty] | 2.485
ph69964 | Baoying III |  | {u/s} |  |  |  | Fixed | T |  | {u/s} | [5 empty] | {none} | [5 empty] | 84.03% | [9 empty] | 2.706
Pj69743 | Bawei float |  | {u/s} |  |  |  | Floating | T |  | {u/s} | [5 empty] | {none} | [5 empty] | 83.5% | [9 empty] | 4.302
Pj68060 | Beilonggang |  | {u/s} |  |  |  | Fixed | T |  | {u/s} | [5 empty] | {none} | [5 empty] | 84% | [9 empty] | 1.27 |  | 147 d |  |  |  | C¥m193.0 | 29.71 | 11.488
Pj69953 | Binhai A |  | {u/s} |  |  |  | Fixed | T |  | {u/s} | [5 empty] | {none} | [15 empty] | 2.567 | C
Pj70118 | Changkoucun A |  | {u/s} |  |  |  | Fixed | T |  | {u/s} | [5 empty] | {none} | [15 empty] | 2.54 | C
Pj62415 | Changshu SPIC |  | {u/s} |  |  |  | Rooftop | T |  | {u/s} | [5 empty] | {none} | [5 empty] | 81.63% |  | 1250 |  |  |  | 870 |  |  |  | 0.888
Pj74027 | Chemencun A |  | {u/s} |  |  |  | Fixed | T |  | {u/s} | [5 empty] | {none} | [15 empty] | 2.145 | C
Pj69951 | Dafeng A |  | {u/s} |  |  |  | Fixed | T |  | {u/s} | [5 empty] | {none} | [15 empty] | 4.127 | C
Pj69952 | Dafeng B |  | {u/s} |  |  |  | Fixed | T |  | {u/s} | [5 empty] | {none} | [15 empty] | 2.538 | C
Pj75887 | Dafeng CSI |  | {u/s} |  |  |  | {u/s} |  |  | {u/s} | [5 empty] | {none} | [5 empty] | 83.33%
Pj61614 | Dafeng SPIC | 472401 | {u/s} |  | 42.3 | BU | Fixed | T |  | {u/s} | [5 empty] | {none} | [5 empty] | 83% |  | 1339.8 |  |  |  | 863.3 |  |  |  | 4.705 | [5 empty] | C¥m338.9 | 54.39 | 20.417
Pj69981 | Dantu A |  | {u/s} |  |  |  | Fixed | T |  | {u/s} | [5 empty] | {none} | [15 empty] | 2.23 | C
Pj70119 | Donghai A |  | {u/s} |  |  |  | Fixed | T |  | {u/s} | [5 empty] | {none} | [15 empty] | 2.46 | C
Pj66366 | Dongtai 2 |  | {u/s} |  |  |  | {multiple} |  |  | {u/s} | [5 empty] | {none} | [15 empty] | 2.47 | C
Pj61659 | Dongtai Coastal |  | {multiple} |  |  |  | Fixed | T |  | {u/s} | [5 empty] | {none} | [5 empty] | 84% |  | 1454.2 |  |  |  | 767.9 |  |  |  | 1.545
Pj77400 | Feng A |  | {u/s} |  |  |  | Fixed | T |  | {u/s} | [5 empty] | {none} | [15 empty] | 2.04 | C
Pj70131 | Fengxian A |  | {u/s} |  |  |  | Fixed | T |  | {u/s} | [5 empty] | {none} | [15 empty] | 2.49 | C
Pj75902 | Funing 3 |  | {u/s} |  |  |  | Fixed | T |  | {u/s} | [5 empty] | {none} | [5 empty] | 83.73% | [9 empty] | 1.711
Pj75895 | Funing 4 |  | {u/s} |  |  |  | Fixed | T |  | {u/s} | [5 empty] | {none} | [5 empty] | 83.33% | [9 empty] | 2.027
Pj75901 | Funing 5 |  | {u/s} |  |  |  | Offset | T |  | {u/s} | [5 empty] | {none} | [5 empty] | 83.33% | [9 empty] | 1.267
Pj75888 | Funing 6 |  | {u/s} |  |  |  | 1-axis | T |  | {u/s} | [5 empty] | {none} | [5 empty] | 83.5% | [9 empty] | 2.75
Pj63360 | Funing Fishery |  | {u/s} |  |  |  | Fixed | T |  | {u/s} | [5 empty] | {none} | [5 empty] | 84% |  | 1369 | [7 empty] | 2.027
Pj77392 | Fushan Agri |  | Cz-Si | T |  |  | Agri-PV | T |  | {u/s} | [5 empty] | {none} | [5 empty] | 83.67% | [9 empty] | 2.412
Pj77393 | Fushan Fishery |  | {u/s} |  |  |  | Fixed | T |  | {u/s} | [5 empty] | {none} | [5 empty] | 83.16% | [9 empty] | 3.117
~3,000 rows of data
ph63248 | Finow I | 98500 | {u/s} |  | 249.7 | C | Fixed | T |  | {u/s} | [5 empty] | {none} | [5 empty] | 88.62% |  | 1117.9 | C |  |  | 988.1 | C |  |  | 2.382
ph63249 | Finow II | 219380 | {u/s} |  | 274.9 | C | {u/s} |  |  | {u/s} | [5 empty] | {none} | [5 empty] | 81.26% |  | 1107.4 | C |  |  | 988.2 | C
Pm60032 | Finow Tower | 317880 | Cz-Si | T | 267.1 |  | Fixed | T |  | {u/s} | [5 empty] | {none} | [5 empty] | 83.63% | B | 1107.5 | B |  |  | 988.1 |  |  |  | 1.563
Pm60005 | Finsterwalde | 351888 | {u/s} |  | 232.7 | B | Fixed | T |  | {u/s} | [5 empty] | {none} | [5 empty] | 81.84% | B | [8 empty] | 2.3 | B
Pj68824 | Finsterwalde fF1 |  | {u/s} |  |  |  | {u/s} |  |  | {u/s} | [5 empty] | {none} | [17 empty] | 380 d
ph63306 | Finsterwalde I | 180000 | Cz-Si | T | 233.9 |  | Fixed | T |  | {u/s} | [5 empty] | {none} | [5 empty] | 82.04% | B | [8 empty] | 2.328
Pj79138 | Finsterwalde iA1 |  | {u/s} |  |  |  | {u/s} |  |  | {u/s} | [5 empty] | {none}
ph63307 | Finsterwalde II + III | 171888 | {u/s} |  | 231.5 |  | Fixed | T |  | {u/s} | [5 empty] | {none} | [5 empty] | 81.63% | B | [8 empty] | 2.271
Pj73581 | Finsterwalde sH1 |  | {u/s} |  |  |  | {u/s} |  |  | {u/s} | [5 empty] | {none}
Pj62346 | Frankenförde |  | {u/s} |  |  |  | Fixed | T |  | {u/s} | [5 empty] | {none} | [5 empty] | 83.97% | [9 empty] | 2.172
Pj73582 | Frankfurt an der Oder sH1 |  | {u/s} |  |  |  | {u/s} |  |  | {u/s} | [5 empty] | {none}
Pj67444 | Frauendorf |  | {u/s} |  |  |  | Fixed | T |  | {u/s} | [5 empty] | {none} | [5 empty] | 90.04% | [9 empty] | 1.853 |  | 369 d
Pj79152 | Freienhufen A |  | {u/s} |  |  |  | Fixed | T |  | {u/s} | [5 empty] | {none} | [15 empty] | 3.94 | C
Pj60926 | Fürstenwalde | 173712 | Cz-Si | T | 228.1 |  | Fixed | T |  | {u/s} | [5 empty] | {none} | [5 empty] | 84.03% |  | 1096.1 |  |  |  | 1004.1 |  |  |  | 2.15
Pj67446 | Fürstenwalde fC1 |  | {u/s} |  |  |  | Fixed | T |  | {u/s} | [5 empty] | {none} | [15 empty] | 1.72 | C | 367 d
Pj63687 | Fürstenwalde II | 35000 | Cz-Si | T | 285.7 |  | Fixed | T |  | {u/s} | [5 empty] | {none} | [5 empty] | 90.2% | [9 empty] | 1.07 |  | 181 d
Pj60933 | Gahro |  | Cz-Si | T |  |  | Fixed | T |  | {u/s} | [5 empty] | {none} | [5 empty] | 95.26% | U | 996.2 | [7 empty] | 1.588
Pj68329 | Garzau-Garzin | 35073 | {u/s} |  | 285.1 |  | Fixed | T |  | {u/s} | [5 empty] | {none} | [5 empty] | 90.4% |  | 1106.2 |  | 300 |  | 550 |  |  |  | 1.7 |  | 241 d
~1,500 rows of data
Pj76684 | Achanur |  | {u/s} |  |  |  | {u/s} |  |  | {u/s} | [5 empty] | {none} | [5 empty] | 78.01%
Pj76617 | Afzalpur |  | {u/s} |  |  |  | {u/s} |  |  | {u/s} | [5 empty] | {none} | [5 empty] | 78.12% | [22 empty] | 44.04 | C
Pj75883 | Alabal BREPL |  | {u/s} |  |  |  | Fixed | T |  | {u/s} | [5 empty] | {none} | [5 empty] | 71.43% | [9 empty] | 1.357
Pj75785 | Alabal RFEBS |  | {u/s} |  |  |  | Fixed | T |  | {u/s} | [5 empty] | {none} | [5 empty] | 71.43% |  | 5786.7 | U |  |  | 706.5 |  |  |  | 1.133
Pj76713 | Aliambara |  | {u/s} |  |  |  | {u/s} |  |  | {u/s} | [5 empty] | {none} | [5 empty] | 76.34%
Pj76594 | Aliamber |  | {u/s} |  |  |  | Fixed | T |  | {u/s} | [5 empty] | {none} | [5 empty] | 75.05% |  | 2550 | C | [6 empty] | 1.531
Pj76603 | Alkur |  | {u/s} |  |  |  | 1-axis | T |  | {u/s} | [5 empty] | {none}
Pj67021 | Alland |  | {u/s} |  |  |  | 1-axis | T |  | {u/s} | [5 empty] | {none} | [5 empty] | 81.63% | [9 empty] | 2.012 | [12 empty] | 76.12 | C
Pj76604 | Alwandi |  | {u/s} |  |  |  | 1-axis | T |  | {u/s} | [5 empty] | {none}
Pj76696 | Amekere |  | {u/s} |  |  |  | {u/s} |  |  | {u/s} | [5 empty] | {none} | [5 empty] | 78%
Pj76699 | Ayadha |  | {u/s} |  |  |  | {u/s} |  |  | {u/s} | [5 empty] | {none} | [5 empty] | 78.12%
Pj76635 | Babaleshwar RP |  | {u/s} |  |  |  | Fixed | T |  | {u/s} | [5 empty] | {none} | [5 empty] | 73.26% | [9 empty] | 0.696 |  | 55 d | [10 empty] | 46.01 | C
Pj70147 | Bableshwar wind-solar |  | {u/s} |  |  |  | Fixed | T |  | {u/s} | [5 empty] | {none} | [5 empty] | 81.59% | [9 empty] | 1.037
Pj76677 | Badaladuku |  | {u/s} |  |  |  | {u/s} |  |  | {u/s} | [5 empty] | {none} | [5 empty] | 78.12%
Pj76576 | Bagalgudda |  | {u/s} |  |  |  | 1-axis | T |  | {u/s} | [5 empty] | {none}
Pj70869 | Bagalkot |  | {u/s} |  |  |  | {u/s} |  |  | {u/s} | [5 empty] | {none} | [5 empty] | 79.37% | [15 empty] | ₹cr100.0 | 15.83 | 10 |  |  |  |  | 118.22 | C
Pj67016 | Bagepalli |  | {u/s} |  |  |  | {u/s} |  |  | {u/s} | [5 empty] | {none} | [5 empty] | 81.63% | [22 empty] | 95.54 | C
Pj76629 | Baihongal RSP |  | {u/s} |  |  |  | {u/s} |  |  | {u/s} | [5 empty] | {none} | [5 empty] | 73.26% | [22 empty] | 44.75 | C
Pj76560 | Bandahatti |  | {u/s} |  |  |  | Fixed | T |  | {u/s} | [5 empty] | {none}
Pj67022 | Bangarpet |  | {u/s} |  |  |  | {u/s} |  |  | {u/s} | [5 empty] | {none} | [5 empty] | 73.26% | [22 empty] | 45.45 | C
Pj76653 | Bankapur |  | {u/s} |  |  |  | {u/s} |  |  | {u/s} | [5 empty] | {none} | [5 empty] | 76.92%
Pj67023 | Basavanabagevadi |  | {u/s} |  |  |  | {u/s} |  |  | {u/s} | [5 empty] | {none} | [5 empty] | 74.91% | [22 empty] | 78.73 | C
Pj76526 | Belahar |  | {u/s} |  |  |  | Fixed | T |  | {u/s} | [5 empty] | {none} | [28 empty] | 44.61 | C
Pj64261 | Belakavadi |  | {u/s} |  |  |  | {u/s} |  |  | {u/s} | [5 empty] | {none} | [5 empty] | 77.28% |  | 1664.4 |  |  |  | 963.2 |  |  |  | 1.716
Pj67284 | Bemalkheda |  | {u/s} |  |  |  | Fixed | T |  | {u/s} | [5 empty] | {none} | [5 empty] | 79.37% | [9 empty] | 1.873 | [12 empty] | 133.88 | C
Pj76705 | Betagera |  | {u/s} |  |  |  | {u/s} |  |  | {u/s} | [5 empty] | {none} | [5 empty] | 78.12%
Pj76584 | Betgera |  | {u/s} |  |  |  | Fixed | T |  | {u/s} | [5 empty] | {none}
Pj76543 | Bevinahalli |  | {u/s} |  |  |  | Fixed | T |  | {u/s} | [5 empty] | {none} | [28 empty] | 105.56 | C
Pj76544 | Bevinahalli II |  | {u/s} |  |  |  | Fixed | T |  | {u/s} | [5 empty] | {none} | [28 empty] | 102.11 | C
Pj76679 | Bhadrayyanahalli |  | {u/s} |  |  |  | {u/s} |  |  | {u/s} | [5 empty] | {none} | [5 empty] | 78.12%
Pj67289 | Bhagavathikere |  | {u/s} |  |  |  | Fixed | T |  | {u/s} | [5 empty] | {none} | [5 empty] | 79.37% | [9 empty] | 1.841 | [12 empty] | 113.31 | C
Pj67024 | Bhalki |  | {u/s} |  |  |  | 1-axis | T |  | {u/s} | [5 empty] | {none} | [5 empty] | 81.63% | [9 empty] | 1.8 | [12 empty] | 75.96 | C
Pj74100 | Bidadi Bosch |  | {u/s} |  |  |  | Offset | T |  | {u/s} | [5 empty] | {none} | [5 empty] | 73.17% | [9 empty] | 0.992
Pj76595 | Bidadi Toyota |  | {u/s} |  |  |  | Rooftop | T |  | {u/s} | [5 empty] | {none} | [5 empty] | 74.96% | [9 empty] | 2.774
Pj76529 | Bijapur A |  | {u/s} |  |  |  | Fixed | T |  | {u/s} | [5 empty] | {none} | [15 empty] | 2.38 | C
Pj76708 | Bisarahalli |  | {u/s} |  |  |  | {u/s} |  |  | {u/s} | [5 empty] | {none} | [5 empty] | 76.92%
Pj74178 | Bisarhalli |  | {u/s} |  |  |  | Fixed | T |  | {u/s} | [5 empty] | {none}
Pj76670 | Bommagondanakere |  | {u/s} |  |  |  | {u/s} |  |  | {u/s} | [5 empty] | {none} | [5 empty] | 78.12%
Pj67025 | Byadagi |  | {u/s} |  |  |  | Fixed | T |  | {u/s} | [5 empty] | {none} | [5 empty] | 74.91% | [9 empty] | 1.831
Pj76533 | Byadareddyhalli |  | {u/s} |  |  |  | Fixed | T |  | {u/s} | [5 empty] | {none} | [28 empty] | 104.32 | C
Pj75009 | Byagwat |  | {u/s} |  |  |  | Fixed | T |  | {u/s} | [5 empty] | {none} | [5 empty] | 73.95% | [9 empty] | 1.387
Pj71319 | Challakere |  | {u/s} |  |  |  | {multiple} |  |  | {u/s} | [5 empty] | {none} | [5 empty] | 81.97% |  | 2130 | C | 239.9 | CU | 873.9 | C |  |  | 2.172
Pj76690 | Challakere AEPL |  | {u/s} |  |  |  | {u/s} |  |  | {u/s} | [5 empty] | {none} | [5 empty] | 78.12%
Pj67026 | Chamrajanagara |  | {u/s} |  |  |  | Fixed | T |  | {u/s} | [5 empty] | {none} | [5 empty] | 74.07% | [9 empty] | 1.57 | [5 empty] | ₹cr200.0 | 28.73 | 10 |  |  |  |  | 138.06 | B
Pj68590 | Chandapur |  | {u/s} |  |  |  | Fixed | T |  | {u/s} | [5 empty] | {none} | [5 empty] | 81.97% | [9 empty] | 1.123 | [5 empty] | ₹cr112.0 | 17.54 | 11.2 |  |  |  |  | 69.38 | C
~2,000 rows of data
Pj70394 | Yaita |  | {u/s} |  |  |  | Fixed | T |  | {u/s} | [5 empty] | {none} | [5 empty] | 85.42% |  | 1150 |  | 189.6 |  | 551 |  |  |  | 1.031 |  | 351 d
Pj77680 | Yaita A |  | {u/s} |  |  |  | Fixed | T |  | {u/s} | [5 empty] | {none} | [15 empty] | 1.196 | C
Pj62139 | Komatsushima |  | {u/s} |  |  |  | Fixed | T |  | {u/s} | [5 empty] | {none} | [5 empty] | 85.71% |  | 1388.9 | [7 empty] | 1.205
Pj70944 | Daisen | 85320 | {u/s} |  | 320 |  | Fixed | T |  | {u/s} | [5 empty] | {none} | [5 empty] | 83.88% |  | 1146.7 | [7 empty] | 1.663 | [5 empty] | ¥b7.4 | 65.68 | 0.323 |  |  |  |  | 355.04 | C | 9.3 | C | 7.062 | C
Pj68377 | Kurayoshi | 105000 | {u/s} |  | 348.6 |  | {u/s} |  | 13 | Central | T | 2384.62 |  |  |  | {none} | [5 empty] | 84.7% |  | 1354.8 |  | 285.7 | [7 empty] | 456 d
Pj78485 | Saihaku A |  | {u/s} |  |  |  | Fixed | T |  | {u/s} | [5 empty] | {none} | [15 empty] | 1.178 | C
Pj78486 | Yonago A |  | {u/s} |  |  |  | {u/s} |  |  | {u/s} | [5 empty] | {none} | [15 empty] | 1.25 | C
Pj63246 | Yonago SB | 178800 | {u/s} |  | 239.9 |  | Fixed | T |  | {u/s} | [5 empty] | {none} | [5 empty] | 83.92% | [9 empty] | 1.245
Pj67390 | Yonago TCL | 108504 | Poly-Si | T | 269.1 |  | Fixed | T |  | Central | T |  |  |  |  | {none} | [5 empty] | 84.59% | [9 empty] | 1.548 |  | 976 d |  |  |  | $m85.8 | 85.8 | 3.474
Pj72196 | Funakura |  | {u/s} |  |  |  | Fixed | T |  | {u/s} | [5 empty] | {none} | [5 empty] | 77.92% |  | 1581.6 | [7 empty] | 2.091 | [5 empty] | ¥b3.0 | 24.94 | 0.5 |  | 16.6 | 553.3% | BU
Pj75028 | Iwade |  | {u/s} |  |  |  | Fixed | T |  | {u/s} | [5 empty] | {none} | [5 empty] | 84.17% | [9 empty] | 1.483
Pj73681 | Miyami A |  | {u/s} |  |  |  | Fixed | T |  | {u/s} | [5 empty] | {none} | [15 empty] | 1.248 | C
Pj75942 | Nishimuro |  | {u/s} |  |  |  | {u/s} |  |  | {u/s} | [5 empty] | {none} | [5 empty] | 83.92% |  | 1609.4 |  |  |  | 6000 | U |  |  |  |  | 854 d
Pj75936 | Nishimuro A |  | {u/s} |  |  |  | Fixed | T |  | {u/s} | [5 empty] | {none} | [15 empty] | 1.06 | C
Pj75937 | Nishimuro B |  | {u/s} |  |  |  | Fixed | T |  | {u/s} | [5 empty] | {none} | [15 empty] | 1.242 | C
Pj65302 | Wakayama |  | {u/s} |  |  |  | Fixed | T |  | {u/s} | [5 empty] | {none} | [5 empty] | 84.17% | [9 empty] | 1.075 | [5 empty] | ¥b7.8 | 66.68 | 0.386
Pj69588 | Kawanishi |  | {u/s} |  |  |  | Hillside | T |  | {u/s} | [5 empty] | {none} | [5 empty] | 78.4% | [9 empty] | 2.132 |  | 303 d
Pj75907 | Aiofutajima A |  | {u/s} |  |  |  | Fixed | T |  | {u/s} | [5 empty] | {none} | [15 empty] | 1.222 | C
Pj68749 | Hagi | 78144 | {u/s} |  | 270 |  | {u/s} |  |  | {u/s} | [5 empty] | {none} | [5 empty] | 84.83% |  | 1284.9 |  | 336.1 | [7 empty] | 672 d
Pj66283 | Hofu |  | {u/s} |  |  |  | Offset | T |  | {u/s} | [5 empty] | {none} | [5 empty] | 85% | [9 empty] | 1.258 |  | 378 d |  |  |  | ¥b3.0 | 25.65 | 0.294
Pj65863 | Onoda |  | {u/s} |  |  |  | Fixed | T |  | {u/s} | [5 empty] | {none} | [5 empty] | 84.62% | [9 empty] | 1.231
Pj65864 | Onoda 4 |  | {u/s} |  |  |  | Fixed | T |  | {u/s} | [5 empty] | {none} | [15 empty] | 3 | C
Pj68786 | Shin Mine CSI | 170000 | Poly-Si | T | 331.4 |  | Fixed | T |  | {u/s} | [5 empty] | {none} | [5 empty] | 84.66% |  | 1299.8 | [7 empty] | 1.303 | [5 empty] | ₩bn160.0 | 143.69 | 3.354 |  | 135.8 | 84.87% | C
Pj72551 | Shin Mine Orix |  | {u/s} |  |  |  | {u/s} |  |  | {u/s} | [5 empty] | {none} | [5 empty] | 84.4% |  | 1363 | [9 empty] | 1,143 d | U
Pj78864 | Shin Mine SDX |  | {u/s} |  |  |  | Fixed | T |  | {u/s} | [5 empty] | {none} | [5 empty] | 85% | [9 empty] | 1.136
Pj64534 | US Power |  | CIS | T |  |  | Fixed | T |  | {u/s} | [5 empty] | {none} | [5 empty] | 84.55% |  | 1389.4 | [7 empty] | 1.221
Pj73682 | Yamaguchi A |  | {u/s} |  |  |  | Fixed | T |  | {u/s} | [5 empty] | {none} | [15 empty] | 1.345 | C
Pj68748 | Yamaguchi CSI | 92064 | Poly-Si | T | 258.8 |  | Fixed | T |  | {u/s} | [5 empty] | {none} | [5 empty] | 84.77% |  | 1410.2 | [7 empty] | 1.003 | [12 empty] | 341.97 | C | 9.7 | C
Pm79725 | Hokuto |  | {u/s} |  |  |  | {u/s} |  |  | {u/s} | [5 empty] | {none} | [5 empty] | 84.82% | B
ph68369 | Hokuto A |  | {u/s} |  |  |  | Fixed | T |  | {u/s} | [5 empty] | {none} | [5 empty] | 83.26% | [9 empty] | 1.189
ph68371 | Hokuto B |  | {u/s} |  |  |  | {u/s} |  |  | {u/s} | [5 empty] | {none} | [5 empty] | 85.52%
Pj68379 | Hokuto C |  | {u/s} |  |  |  | Fixed | T |  | {u/s} | [5 empty] | {none} | [15 empty] | 2.492 | C
Pj68380 | Kai-shi A |  | {u/s} |  |  |  | Offset | T |  | {u/s} | [5 empty] | {none} | [15 empty] | 2.512 | C
Pj61056 | Komekurayama |  | CIS | T |  |  | Hillside | T |  | {u/s} | [5 empty] | {none} | [5 empty] | 82.64% | [9 empty] | 1
Pj76015 | Yamanashi Kai | 39725 | {u/s} |  | 435 |  | {u/s} |  |  | {u/s} | [5 empty] | {none} | [5 empty] | 83.33% |  | 1592.6 |  |  |  | 504.5
~2,000 rows of data
Pj77617 | Alfaro |  | {u/s} |  |  |  | {u/s} |  |  | {u/s} | [5 empty] | {none} | [5 empty] | 86.27%
Pj60022 | Arnedo | 172000 | {multiple} |  | 199 | B | Fixed | T |  | {u/s} | [5 empty] | {none} | [5 empty] | 87.64% |  | 1664.6 |  | 229.3 |  | 751 |  |  |  | 2.036 | [5 empty] | €m181.0 | 251.96 | 6.033
Pj78778 | Autol A |  | {u/s} |  |  |  | 2-axis | T |  | {u/s} | [5 empty] | {none} | [15 empty] | 3.525 | C
Pj60162 | Fuenmayor |  | Cz-Si | T |  |  | Fixed | T |  | {u/s} | [5 empty] | {none} | [5 empty] | 85.35% | [9 empty] | 1.051
Pj61068 | Valdelaguna |  | CIS | T |  |  | Fixed | T |  | {u/s} | [5 empty] | {none} | [5 empty] | 85.36% |  | 1714.9 |  | 333.3 |  | 762.5 |  |  |  | 1.757
Pj77656 | ES20LE LU-I |  | {u/s} |  |  |  | {u/s} |  |  | {u/s} | [5 empty] | {none} | [5 empty] | 86.33% |  | 2258.7
Pj77655 | ES20LE VI-I |  | {u/s} |  |  |  | {u/s} |  |  | {u/s} | [5 empty] | {none} | [5 empty] | 86.4% |  | 2256.9
Pj68757 | Borges CSP |  | Trough |  |  |  | 1-axis | T |  | {u/s} | [5 empty] | {none} | [7 empty] | 4355.6 | [9 empty] | 641 d |  |  |  | €m153.0 | 210.77 | 6.8
Pj77431 | Mangraners |  | {u/s} |  |  |  | {u/s} |  |  | {u/s} | [5 empty] | {none} | [5 empty] | 85.56% |  | 2272.7
Pj60222 | Archidona | 41796 | Cz-Si | T | 176.3 |  | Fixed | T |  | {u/s} | [5 empty] | {none} | [5 empty] | 87.79% |  | 1712.1 |  | 229.3 |  | 358 |  |  |  | 2.836
Pj79882 | La Vega I+II |  | {u/s} |  |  |  | {u/s} |  |  | {u/s} | [5 empty] | {none} | [5 empty] | 84.42% |  | 2355.4 | U |  |  | 465.5 | [9 empty] | €m60.0 | 67.36 | 0.826
Pj60232 | Moclinejo |  | Cz-Si | T |  |  | Hillside | T |  | {u/s} | [5 empty] | {none} | [5 empty] | 87.71% | [9 empty] | 2.029
Pj60259 | Alhama |  | Cz-Si | T |  |  | Fixed | T |  | {u/s} | [5 empty] | {none} | [5 empty] | 88.17% |  | 1796.8 |  | 333.3 |  | 699.9 |  |  |  | 2.413
Pj78776 | Alhama B |  | {u/s} |  |  |  | 2-axis | T |  | {u/s} | [5 empty] | {none} | [15 empty] | 3.778 | C
Pj60240 | Blanca |  | Cz-Si | T |  |  | Fixed | T |  | {u/s} | [5 empty] | {none} | [5 empty] | 88.07% |  | 1426.6 |  | 333.3 |  | 700 |  |  |  | 1.624
Pj60345 | Bullas | 72488 | CdTe | T | 69.3 |  | Fixed | T |  | {u/s} | [5 empty] | {none} | [5 empty] | 87.05% | [9 empty] | 3.665
Pj60054 | Calasparra |  | {multiple} |  |  |  | Fixed | T |  | {u/s} | [5 empty] | {none} | [5 empty] | 88% | [9 empty] | 2.425
Pj78737 | Campos del Rio |  | {u/s} |  |  |  | {u/s} |  |  | {u/s} | [5 empty] | {none} | [5 empty] | 87.54%
Pj63593 | Casas Coloradas |  | {u/s} |  |  |  | Fixed | T |  | {u/s} | [5 empty] | {none} | [5 empty] | 88.18% |  | 1777.1 |  | 333.4 |  | 700 |  |  |  | 2.593
Pj75074 | Cazalla A |  | {u/s} |  |  |  | 2-axis | T |  | {u/s} | [5 empty] | {none} | [15 empty] | 3.275 | C
Pj73304 | Charquillos |  | {u/s} |  |  |  | {u/s} |  |  | {u/s} | [5 empty] | {none} | [5 empty] | 87.6%
Pj73059 | Cieza IGS |  | {u/s} |  |  |  | Fixed | T |  | {u/s} | [5 empty] | {none} | [5 empty] | 80.82% | [9 empty] | 0.904
Pj73058 | Espartosa |  | {u/s} |  |  |  | Fixed | T |  | {u/s} | [5 empty] | {none} | [5 empty] | 87.04% | [9 empty] | 1.241
Pm60028 | Fuente Álamo |  | {u/s} |  |  |  | Fixed | T |  | {u/s} | [5 empty] | {none} | [5 empty] | 87.85% | B | [8 empty] | 2.296 | B |  |  |  |  | €m190.0 | 254.64 | 5.278 | B
ph63590 | Fuente Álamo I |  | {u/s} |  |  |  | {u/s} |  |  | {u/s} | [5 empty] | {none} | [5 empty] | 87.84% | [9 empty] | 2.25
ph63588 | Fuente Álamo II |  | Cz-Si | T |  |  | {u/s} |  |  | {u/s} | [5 empty] | {none} | [5 empty] | 88.16% |  | 2017.6 |  | 333.3 |  | 700 |  |  |  | 2.277
ph63589 | Fuente Álamo III |  | Cz-Si | T |  |  | {u/s} |  |  | {u/s} | [5 empty] | {none} | [5 empty] | 88.17% |  | 1953.9 |  | 297.8 |  | 700 |  |  |  | 2.173
ph60451 | Fuente Álamo IV |  | Cz-Si | T |  |  | 1-axis | T |  | {u/s} | [5 empty] | {none} | [5 empty] | 88.14% | [9 empty] | 2.6
Pj79899 | Fuente Álamo RW |  | {u/s} |  |  |  | {u/s} |  |  | {u/s} | [5 empty] | {none} | [5 empty] | 88.16% | [9 empty] | 5.491
Pj60314 | Hinojar |  | Cz-Si | T |  |  | Fixed | T |  | {u/s} | [5 empty] | {none} | [5 empty] | 89.64% | [9 empty] | 2.509
Pj60039 | Hoya de Los Vicentes | 120000 | {multiple} |  | 191.7 | B | 1-axis | T |  | {u/s} | [5 empty] | {none} | [5 empty] | 86.96% |  | 2080 |  | 480.8 |  | 1009.6 |  |  |  | 3.487
Pj62137 | Jumilla |  | {u/s} |  |  |  | {u/s} |  |  | {u/s} | [5 empty] | {none} | [5 empty] | 87.46% | [9 empty] | 1.742 | [5 empty] | €m277.0 | 381.6 | 1.104
Pj75328 | Jumilla B |  | {u/s} |  |  |  | 1-a tilt | T |  | {u/s} | [5 empty] | {none} | [15 empty] | 2.3 | C
Pj77954 | La Aljorra |  | {u/s} |  |  |  | {u/s} |  |  | {u/s} | [5 empty] | {none} | [5 empty] | 87.6% | [15 empty] | €m70.0 | 78.59 | 0.799
Pj71845 | La Pedrera MU |  | {u/s} |  |  |  | {u/s} |  |  | {u/s} | [5 empty] | {none} | [5 empty] | 83.19% |  | 2000 | [13 empty] | €m40.0 | 44.91 | 0.8
Pj60090 | Lobosillo |  | Cz-Si | T |  |  | Fixed | T |  | {u/s} | [5 empty] | {none} | [5 empty] | 88.19% | [9 empty] | 2.047
Pj70105 | Lorca |  | {u/s} |  |  |  | {u/s} |  |  | {u/s} | [5 empty] | {none} | [5 empty] | 87.46% | [9 empty] | 1.568 | [9 empty] | 220
Pm79761 | Los Alcazares |  | {u/s} |  |  |  | {u/s} |  |  | {u/s} | [5 empty] | {none} | [5 empty] | 88.54% | B
ph78740 | Los Alcazares 1 |  | {u/s} |  |  |  | {u/s} |  |  | {u/s} | [5 empty] | {none} | [5 empty] | 87.56%
ph78752 | Los Alcazares 2 |  | {u/s} |  |  |  | {u/s} |  |  | {u/s} | [5 empty] | {none} | [5 empty] | 87.51%
Pj60256 | Mazarrón |  | Cz-Si | T |  |  | 2-axis | T |  | {u/s} | [5 empty] | {none} | [5 empty] | 88.75% | [9 empty] | 3.672
Pj61095 | Mazarrón Conergy | 22000 | {u/s} |  | 240.9 |  | Fixed | T |  | {u/s} | [5 empty] | {none} | [5 empty] | 88.11% |  | 1734.5 |  | 333.3 |  | 493.8 |  |  |  | 3.434
Pj60119 | Moratalla |  | {u/s} |  |  |  | 1-a tilt | T |  | {u/s} | [5 empty] | {none} | [5 empty] | 90.91% |  | 2300 | C | 96.6 | CU | 756.5 | C |  |  | 4.309
Pj62136 | Mula | 1488000 | {u/s} |  | 331.8 | B | {u/s} |  |  | {u/s} | [5 empty] | {none} | [5 empty] | 91.14% |  | 1666.7 |  |  |  | 181 |  |  |  | 2.204 |  | 456 d |  |  |  | €m450.0 | 505.22 | 1
Pm79742 | Puerto Errado |  | {u/s} |  |  |  | {u/s} |  |  | {u/s} | [5 empty] | {none} | [7 empty] | 1624.2 | B | [8 empty] | 1,478 d | BU
ph71043 | Puerto Errado 1 |  | Fresnel |  |  |  | {u/s} |  |  | {u/s} | [5 empty] | 1-tank | [7 empty] | 1428.6 | [9 empty] | 370 d
ph71044 | Puerto Errado 2 |  | Fresnel |  |  |  | {u/s} |  |  | {u/s} | [5 empty] | 1-tank | [7 empty] | 1633.3 | [9 empty] | 357 d
~5,000 rows of data
Pj75297 | Pamplin |  | {u/s} |  |  |  | 1-axis | T |  | {u/s} | [5 empty] | {none} | [5 empty] | 76.96% | [11 empty] | 109 d
Pj72626 | Pleinmont 1 |  | {u/s} |  |  |  | 1-axis | T |  | {u/s} | [5 empty] | {none} | [5 empty] | 77.16%
Pj72629 | Pleinmont 2 |  | {u/s} |  |  |  | 1-axis | T |  | {u/s} | [5 empty] | {none} | [5 empty] | 78.95% |  | 2234.4 | E |  |  | 699.3 | E |  |  |  |  | 230 d | E
Pj71229 | Port Conway |  | {u/s} |  |  |  | {u/s} |  |  | {u/s} | [5 empty] | {none} | [5 empty] | 78.74% | [9 empty] | 5.315
Pj69761 | Puller | 58800 | {u/s} |  | 323.1 |  | 1-axis | T |  | {u/s} | [5 empty] | {none} | [5 empty] | 78.95% | [9 empty] | 2.579
Pj65051 | Remington | 260000 | {u/s} |  | 96.9 |  | Fixed | T |  | {u/s} | [5 empty] | {none} | [5 empty] | 79.37% | [9 empty] | 0.897 |  | 284 d |  |  |  | $m46.0 | 46 | 2.3
Pj72630 | Richmond Spider |  | {u/s} |  |  |  | 1-axis | T |  | {u/s} | [5 empty] | {none} | [5 empty] | 77.22% | [11 empty] | 80 d | E
Pj75504 | Ringgold Road |  | {u/s} |  |  |  | 1-axis | T |  | {u/s} | [5 empty] | {none} | [5 empty] | 78.95%
Pj75294 | Rives Road |  | {u/s} |  |  |  | 1-axis | T |  | {u/s} | [5 empty] | {none} | [5 empty] | 77.25% | [11 empty] | 48 d
Pj71818 | Rustburg |  | {u/s} |  |  |  | {u/s} |  |  | {u/s} | [5 empty] | {none} | [5 empty] | 78.12% | [9 empty] | 2.135
Pj74557 | Sadler |  | {u/s} |  |  |  | 1-axis | T |  | {u/s} | [5 empty] | {none} | [5 empty] | 76.92% | [11 empty] | 204 d | E
Pj69009 | Sappony |  | {u/s} |  |  |  | 1-axis | T |  | {u/s} | [5 empty] | {none} | [5 empty] | 79.37% | [9 empty] | 1.925 |  | 102 d
Pj66377 | Scott | 77000 | {u/s} |  | 277.9 |  | 1-axis | T |  | {u/s} | [5 empty] | {none} | [5 empty] | 79.44% | [9 empty] | 2.388 |  | 183 d
Pj77736 | Scott AMZN |  | {u/s} |  |  |  | 1-axis | T |  | {u/s} | [5 empty] | {none}
Pj74048 | Skipjack |  | {u/s} |  |  |  | 1-axis | T |  | {u/s} | [5 empty] | {none} | [5 empty] | 78.83% | [9 empty] | 2.162
Pj70618 | South Boston |  | {u/s} |  |  |  | {u/s} |  |  | {u/s} | [5 empty] | {none} | [5 empty] | 76.92% | [9 empty] | 4.385
Pf71321 | Spotsylvania |  | {u/s} |  |  |  | {u/s} |  |  | {u/s} | [5 empty] | {none} | [5 empty] | 80.65% | B | [8 empty] | 2.29 |  | 447 d | B
Pj72628 | Spring Grove I |  | {u/s} |  |  |  | 1-axis | T |  | {u/s} | [5 empty] | {none} | [5 empty] | 77.09% |  | 2322.7 |  | 80.4 |  | 744.2 |  | 214.1 |  |  |  | 81 d | E
Pj77737 | Stratford VA |  | {u/s} |  |  |  | {u/s} |  |  | {u/s} | [5 empty] | {none} | [5 empty] | 78.12%
Pj79789 | Sycamore VA |  | {u/s} |  |  |  | {u/s} |  |  | {u/s} | [5 empty] | {none} | [5 empty] | 78.95%
Pj75119 | Turner |  | {u/s} |  |  |  | {u/s} |  |  | {u/s} | [5 empty] | {none} | [5 empty] | 78.74%
Pj75302 | Twittys Creek |  | {u/s} |  |  |  | 1-axis | T |  | {u/s} | [5 empty] | {none} | [5 empty] | 77.09% | [11 empty] | 112 d | E
Pj77588 | US20VA AMZN |  | {u/s} | [6 empty] | {u/s} | [5 empty] | {none} | [5 empty] | 78.79%
Pj78301 | US20VA Mantura |  | {u/s} | [6 empty] | {u/s} | [5 empty] | {none} | [5 empty] | 78.84%
Pj77712 | Walnut VA |  | {u/s} |  |  |  | {u/s} |  |  | {u/s} | [5 empty] | {none} | [5 empty] | 78.26%
Pj70619 | Water Strider |  | {u/s} |  |  |  | 1-axis | T |  | {u/s} | [5 empty] | {none} | [5 empty] | 76.92% | [9 empty] | 3.74 |  | 81 d | E
Pj79353 | Westmoreland |  | {u/s} | [6 empty] | {u/s} | [5 empty] | {none} | [5 empty] | 78.12%
Pj66378 | Whitehouse | 83000 | {u/s} |  | 302.4 |  | 1-axis | T |  | {u/s} | [5 empty] | {none} | [5 empty] | 79.68% | [9 empty] | 2.474 |  | 122 d
Pj72282 | Woodland VA | 80000 | {u/s} |  | 298.8 |  | 1-axis | T |  | {u/s} | [5 empty] | {none} | [5 empty] | 79.5% |  | 1152.2 | U | [6 empty] | 2.452
Pj79360 | Wythe County |  | {u/s} |  |  |  | {u/s} |  |  | {u/s} | [5 empty] | {none} | [5 empty] | 78.86% | [11 empty] | 913 d |  |  |  | $m133.0 | 133 | 1.773
Pj72559 | Adams-Neilson | 81000 | {u/s} |  | 345.7 |  | 1-axis | T |  | {u/s} | [5 empty] | {none} | [5 empty] | 68.57% | [9 empty] | 2.464
Ps72713 | Columbia WA |  | {u/s} |  |  |  | {u/s} |  |  | {u/s} | [5 empty] | {none} | [5 empty] | 83.33% | B
pp72919 | Columbia WA - Camas |  | {u/s} |  |  |  | {u/s} |  |  | {u/s} | [5 empty] | {none} | [5 empty] | 78.49%
pp72920 | Columbia WA - Fumaria |  | {u/s} | [6 empty] | {u/s} | [5 empty] | {none} | [5 empty] | 78.49%
pp72921 | Columbia WA - Penstemon |  | {u/s} |  |  |  | {u/s} |  |  | {u/s} | [5 empty] | {none} | [5 empty] | 78.49%
pp72922 | Columbia WA - Typha |  | {u/s} | [6 empty] | {u/s} | [5 empty] | {none} | [5 empty] | 78.49%
pp72923 | Columbia WA - Urtica |  | {u/s} |  |  |  | {u/s} |  |  | {u/s} | [5 empty] | {none} | [5 empty] | 78.49%
Pj69513 | Hanford |  | {u/s} |  |  |  | {u/s} |  |  | {u/s} | [5 empty] | {none} | [5 empty] | 77.52%
Pj68483 | Kittitas |  | {u/s} | [6 empty] | {u/s} | [5 empty] | {none} | [5 empty] | 77.32% | [9 empty] | 3.333
Pj73413 | Lund Hill |  | {u/s} |  |  |  | {u/s} |  |  | {u/s} | [5 empty] | {none} | [5 empty] | 77.72%
Pj71733 | Tono US |  | {u/s} | [6 empty] | {u/s} | [5 empty] | {none} | [5 empty] | 77.67% | [9 empty] | 3.932
Pj74264 | Arcadia |  | {u/s} |  |  |  | {multiple} |  |  | {u/s} | [5 empty] | {none} | [5 empty] | 73.75%
Pj71905 | Badger Hollow |  | {u/s} |  |  |  | 1-axis | T |  | {u/s} | [5 empty] | {none} | [5 empty] | 75% |  | 2300 | E | 111.7 | EU | 333.3 | E |  |  | 3.55 |  | 383 d | E
Pj73420 | Badger State |  | {u/s} |  |  |  | {u/s} |  |  | {u/s} | [5 empty] | {none} | [5 empty] | 75.63% | [11 empty] | 1,094 d | FU
Pj77078 | Dane County 2 |  | {u/s} |  |  |  | {u/s} |  |  | {u/s} | [5 empty] | {none} | [5 empty] | 75.76% | [9 empty] | 2.576
Pj72595 | Dane County MSN | 20000 | {u/s} |  | 513 |  | 1-axis | T |  | {u/s} | [5 empty] | {none} | [5 empty] | 87.72% | U | [8 empty] | 1.657 |  | 352 d
Pj74243 | Middleton Airport |  | {u/s} |  |  |  | 1-axis | T |  | {u/s} | [5 empty] | {none} | [5 empty] | 74.52% |  | 1800 | [9 empty] | 199 d
Pj77589 | O'Brien |  | {u/s} |  |  |  | 1-axis | T |  | {u/s} | [5 empty] | {none} | [5 empty] | 74.91%
Pj69301 | Osakis |  | {u/s} |  |  |  | Fixed | T |  | {u/s} | [5 empty] | {none} | [5 empty] | 75.53% | [11 empty] | 229 d
Pj76740 | Paris WI |  | {u/s} |  |  |  | {u/s} |  |  | {u/s} |  |  |  | 50 |  | {none} | [5 empty] | 75.47% | [9 empty] | 5.66 |  | 365 d | E
Pj68868 | Point Beach |  | {u/s} |  |  |  | 1-axis | T |  | {u/s} | [5 empty] | {none} | [5 empty] | 75.76%
Pj79364 | Richland WI |  | {u/s} |  |  |  | {u/s} |  |  | {u/s} | [5 empty] | {none} | [5 empty] | 75.55%
Pj78287 | Riverside |  | {u/s} | [6 empty] | {u/s} | [5 empty] | {none} | [5 empty] | 73.33% | [11 empty] | 293 d | E
Pj71906 | Two Creeks | 500000 | {u/s} |  | 402 |  | 1-axis | T |  | {u/s} | [5 empty] | {none} | [5 empty] | 74.63% | [9 empty] | 1.592 |  | 463 d
Pj78347 | Western Mustang |  | {u/s} |  |  |  | {u/s} |  |  | {u/s} | [5 empty] | {none} | [5 empty] | 75.59% | [9 empty] | 1.982
Pj77700 | Dinosolar |  | {u/s} |  |  |  | {u/s} |  |  | {u/s} | [5 empty] | {none} | [5 empty] | 77.42% | [9 empty] | 2.806
Pj72181 | Raven |  | {u/s} |  |  |  | {u/s} |  |  | Central | T |  |  |  |  | {none} | [5 empty] | 82.5% | [9 empty] | 1.725
Pj69848 | South Mills |  | {u/s} |  |  |  | 1-axis | T | 4 | {u/s} |  | 750 |  |  |  | {none} | [5 empty] | 73.17%
Pj70218 | Sweetwater |  | {u/s} |  |  |  | 1-axis | T |  | {u/s} | [5 empty] | {none} | [5 empty] | 93.21% | [9 empty] | 2.837 |  | 110 d
Pj65458 | Alto Cielo |  | {u/s} |  |  |  | Fixed | T |  | {u/s} | [5 empty] | {none} | [5 empty] | 75.76% | [9 empty] | 2.307
Pj65914 | Dicano |  | {u/s} |  |  |  | Fixed | T |  | {u/s} | [5 empty] | {none} | [5 empty] | 81.16% | [9 empty] | 4.436
Pj65915 | Fenima |  | {u/s} |  |  |  | {u/s} |  |  | {u/s} | [5 empty] | {none} | [5 empty] | 81.16%
Pf65913 | Giacote + Casablanca |  | {u/s} |  |  |  | {u/s} |  |  | {u/s} | [5 empty] | {none} | [5 empty] | 80.81% | B | 2090 | B | [16 empty] | 85
Pj65916 | Petilcoran |  | {u/s} |  |  |  | {u/s} |  |  | {u/s} | [5 empty] | {none} | [5 empty] | 81.12%
Pj65917 | Raditon |  | {u/s} |  |  |  | Fixed | T |  | {u/s} | [5 empty] | {none} | [5 empty] | 81.16% | [9 empty] | 5.158
Pj71963 | Menafra |  | {u/s} | [6 empty] | {u/s} | [5 empty] | {none} | [5 empty] | 81%
Pj71965 | Yarnel |  | {u/s} |  |  |  | Fixed | T |  | {u/s} | [5 empty] | {none} | [5 empty] | 81.9% |  | 1694.7 | [7 empty] | 2.302
Pj65918 | Young |  | {u/s} |  |  |  | Fixed | T |  | {u/s} | [5 empty] | {none} | [5 empty] | 79.17% | [9 empty] | 4.946
Pj65919 | Arapey |  | {u/s} |  |  |  | Fixed | T |  | {u/s} | [5 empty] | {none} | [5 empty] | 80.75%
Pj71960 | Del Litoral |  | {u/s} |  |  |  | 1-axis | T |  | {u/s} | [5 empty] | {none} | [5 empty] | 79.37% | [9 empty] | 2.419
Pj71962 | El Naranjal |  | {u/s} |  |  |  | 1-axis | T |  | {u/s} | [5 empty] | {none} | [5 empty] | 80% | [9 empty] | 2.794
Pj62435 | La Jacinta | 216000 | Poly-Si | T | 300 |  | Fixed | T |  | {u/s} | [5 empty] | {none} | [5 empty] | 77.16% |  | 2054.7 |  | 333.3 |  | 700 |  |  |  | 2.015 |  | 303 d | [7 empty] | 65.9
Pj75137 | Punta del Tigre |  | {u/s} |  |  |  | {u/s} |  |  | {u/s} | [5 empty] | {none} | [5 empty] | 80.25%
Pj71964 | Natelu |  | {u/s} |  |  |  | Fixed | T |  | {u/s} | [5 empty] | {none} | [5 empty] | 85.59% |  | 1831.6 | [7 empty] | 1.811
Pj65242 | Donoe |  | {u/s} |  |  |  | Offset | T |  | {u/s} | [5 empty] | {none} | [5 empty] | 84% | [9 empty] | 1.72
Pj64336 | Spanish Town | 14400 | Poly-Si | T | 350 |  | Fixed | T |  | {u/s} | [5 empty] | {none} | [5 empty] | 79.37% | [9 empty] | 1.329
Pj75057 | Chust |  | {u/s} |  |  |  | {u/s} |  |  | {u/s} | [5 empty] | {none} | [5 empty] | 87.15% | [11 empty] | 457 d | F
Pj75124 | Navoi |  | {u/s} |  |  |  | {u/s} |  |  | {u/s} | [5 empty] | {none} | [5 empty] | 86.96% | [22 empty] | 27 | C
Pj73249 | Muinak |  | {u/s} |  |  |  | {u/s} |  |  | {u/s} | [5 empty] | {none} | [5 empty] | 90% | [11 empty] | 274 d |  |  |  | $m12.0 | 12 | 1.333
Pj75056 | UZ19SA Samarkand Eren |  | {u/s} |  |  |  | {u/s} |  |  | {u/s} | [5 empty] | {none} | [5 empty] | 86.96% | [11 empty] | 729 d | F |  |  | €m150.0 | 168.41 | 1.5 |  | 35.9 | 23.93% | CU
Pj75216 | Sirdarya |  | {u/s} |  |  |  | {u/s} |  |  | {u/s} | [5 empty] | {none} | [5 empty] | 87.18%
Pj75715 | Sherabad |  | {u/s} |  |  |  | {u/s} |  |  | {u/s} | [5 empty] | {none} | [5 empty] | 87.34%
Pj76894 | An Cu |  | {u/s} |  |  |  | {u/s} |  |  | {u/s} | [5 empty] | {none} | [5 empty] | 80%
Pj72960 | Tinh Bien |  | {u/s} |  |  |  | Fixed | T |  | {u/s} | [5 empty] | {none} | [5 empty] | 80% | [9 empty] | 1.006 |  | 155 d |  |  |  | ₫bn5,600.0 | 241.51 | 67.308
Pj76895 | Van Giao 1 |  | {u/s} |  |  |  | Fixed | T |  | {u/s} | [5 empty] | {none} | [5 empty] | 80% | [9 empty] | 1.204
Pj76896 | Van Giao 2 |  | {u/s} |  |  |  | Fixed | T |  | {u/s} | [5 empty] | {none} | [5 empty] | 80% | [9 empty] | 1.198
Pj73902 | Chau Duc |  | Poly-Si | T |  |  | Fixed | T |  | Central | T |  |  |  |  | {none} | [5 empty] | 81.43% |  | 1798.7 |  |  |  | 961.2 |  |  |  | 0.891
Pj76897 | Da Bac |  | {u/s} |  |  |  | Offset | T |  | {u/s} | [5 empty] | {none} | [5 empty] | 80.1% | [9 empty] | 1.371 |  | 395 d
Pj76944 | Gia Hoet float |  | {u/s} |  |  |  | {u/s} |  |  | {u/s} | [5 empty] | {none} | [5 empty] | 80.29%
Pj76945 | Tam Bo float |  | {u/s} |  |  |  | {u/s} |  |  | {u/s} | [5 empty] | {none} | [5 empty] | 80.29%
Pj72721 | Cat Hiep |  | {u/s} |  |  |  | Fixed | T |  | {u/s} | [5 empty] | {none} | [5 empty] | 80% |  | 1893.9 | [7 empty] | 1.222
Pj77939 | Loc Ninh 4/5 |  | PERC |  |  |  | {u/s} |  |  | {u/s} | [5 empty] | {none} | [5 empty] | 80.65%
Pj70947 | Loc Tan |  | {u/s} |  |  |  | {u/s} |  |  | {u/s} | [5 empty] | {none} | [5 empty] | 80.46% | [15 empty] | $m54.0 | 54 | 1.102
Pj76901 | Loc Thach |  | {u/s} |  |  |  | {u/s} |  |  | {u/s} | [5 empty] | {none} | [5 empty] | 80.4%
Pj76902 | Loc Thanh MT |  | {u/s} |  |  |  | {u/s} |  |  | {u/s} | [5 empty] | {none} | [5 empty] | 80.5% | [9 empty] | 3.353
Pj76903 | Binh An |  | {u/s} |  |  |  | Fixed | T |  | {u/s} | [5 empty] | {none} | [5 empty] | 80% | [9 empty] | 1.17
Pj75140 | Da Mi float |  | {u/s} |  |  |  | Floating | T |  | {u/s} | [5 empty] | {none} | [5 empty] | 80% | [9 empty] | 0.813 | [9 empty] | 37 |  |  | 75.82 | C
Pj73964 | Ham Kiem |  | {u/s} |  |  |  | Fixed | T |  | {u/s} | [5 empty] | {none} | [5 empty] | 80% |  | 1909.9 |  | 529.9 | [5 empty] | 1.151 |  | 272 d
Pj74177 | Ham Phu |  | {u/s} |  |  |  | {u/s} |  |  | {u/s} | [5 empty] | {none} | [5 empty] | 80% | [9 empty] | 1.033 |  | 255 d
Pj74138 | Hong Phong 1A+1B |  | {u/s} |  |  |  | Fixed | T |  | {u/s} | [5 empty] | {none} | [5 empty] | 79.6% |  | 2613.1 |  |  |  | 844.2 |  |  |  | 1.808
Pj76884 | Hong Phong 4 |  | {u/s} |  |  |  | {u/s} |  |  | {u/s} | [5 empty] | {none} | [5 empty] | 80% | [9 empty] | 1.215
Pj76074 | Hong Phong 5 |  | {u/s} |  |  |  | 1-axis | T |  | {u/s} | [5 empty] | {none} | [5 empty] | 80%
Pj76883 | Mui Ne |  | {u/s} |  |  |  | Fixed | T |  | {u/s} | [5 empty] | {none} | [5 empty] | 80% | [9 empty] | 0.943 |  | 243 d
Pj76904 | Nhon Hoi |  | {u/s} |  |  |  | Fixed | T |  | {u/s} | [5 empty] | {none} | [5 empty] | 80% | [9 empty] | 1.112 |  | 455 d
Pj76893 | Phan Lam 1 |  | {u/s} |  |  |  | Fixed | T |  | {u/s} | [5 empty] | {none} | [15 empty] | 1.281 | C | 201 d
Pj76881 | Phong Phú |  | {u/s} |  |  |  | Fixed | T |  | {u/s} | [5 empty] | {none} | [5 empty] | 80% | [9 empty] | 1.188 |  | 269 d
Pj76882 | Phu Lac |  | {u/s} |  |  |  | Fixed | T |  | {u/s} | [5 empty] | {none} | [5 empty] | 80% | [9 empty] | 1.34 |  | 441 d
Pj72582 | Song Luy 1 | 130000 | PERC |  | 359.2 |  | Fixed | T |  | {u/s} | [5 empty] | {none} | [5 empty] | 83.51% |  | 2051.3 | [7 empty] | 0.91 |  | 218 d |  |  |  | ₫bn1,000.0 | 43.13 | 25.641
Pj76905 | Sơn My 3 |  | {u/s} |  |  |  | {u/s} |  |  | {u/s} | [5 empty] | {none} | [5 empty] | 80%
Pj73409 | Thuan Minh 2 | 150000 | Poly-Si | T | 333.3 |  | Fixed | T |  | {u/s} | [5 empty] | {none} | [5 empty] | 80% |  | 1950 |  | 512.8 | [5 empty] | 1.162
Pj76875 | Vinh Hao |  | {u/s} |  |  |  | Fixed | T |  | {u/s} | [5 empty] | {none} | [5 empty] | 80% | [9 empty] | 1.257
Pj76877 | Vinh Hao 2 |  | {u/s} |  |  |  | Fixed | T |  | {u/s} | [5 empty] | {none} | [15 empty] | 0.88 | C
Pj76878 | Vinh Hao 4 |  | {u/s} |  |  |  | Fixed | T |  | {u/s} | [5 empty] | {none} | [15 empty] | 0.986 | C
Pj76879 | Vinh Hao 6 |  | {u/s} |  |  |  | Fixed | T |  | {u/s} | [5 empty] | {none} | [15 empty] | 1.116 | C | 236 d
Pj76876 | Vinh Hao PPV |  | {u/s} |  |  |  | Fixed | T |  | {u/s} | [5 empty] | {none} | [5 empty] | 80% | [9 empty] | 1.623
Pj76880 | Vinh Tan |  | {u/s} |  |  |  | Fixed | T |  | {u/s} | [5 empty] | {none} | [5 empty] | 80.04% | [9 empty] | 0.993 |  | 203 d
Pj77668 | Vinh Tan port |  | {u/s} |  |  |  | Fixed | T |  | {u/s} | [5 empty] | {none} | [5 empty] | 79.97% | [9 empty] | 1.115
Pj76906 | Rach Goc |  | {u/s} |  |  |  | {u/s} |  |  | {u/s} | [5 empty] | {none} | [5 empty] | 80%
Pj79361 | Ea Sup 1 |  | {u/s} |  |  |  | {u/s} |  |  | {u/s} | [5 empty] | {none} | [5 empty] | 80% |  | 3125 | [9 empty] | 228 d |  |  |  | ₫bn20,000.0 | 862.53 | 41.667
Pj72387 | Ea Wer |  | {u/s} |  |  |  | Fixed | T | 31 | Central | T | 3225.81 |  |  |  | {none} | [5 empty] | 80% |  | 1500 | [7 empty] | 0.957 |  | 104 d
Pj76907 | Jang Pong |  | {u/s} |  |  |  | Fixed | T |  | {u/s} | [5 empty] | {none} | [5 empty] | 80.2% |  | 2182 | U | [6 empty] | 1.56
Pj73959 | Krong Pac |  | {u/s} |  |  |  | Fixed | T |  | {u/s} | [5 empty] | {none} | [5 empty] | 80.33% | [9 empty] | 1.127
Pj76908 | Long Thanh |  | {u/s} |  |  |  | Fixed | T |  | {u/s} | [5 empty] | {none} | [5 empty] | 80.2% | [9 empty] | 5.97 | U
Pj71748 | Truc Son |  | {u/s} |  |  |  | Fixed | T |  | {u/s} | [5 empty] | {none} | [5 empty] | 79.95% | [9 empty] | 1 | [5 empty] | ₫bn1,100.0 | 47.44 | 30.986
Pj76885 | Cu Jut |  | {u/s} |  |  |  | {u/s} |  |  | {u/s} | [5 empty] | {none} | [5 empty] | 80% | [9 empty] | 1.246
Pj70617 | Lien Chieu |  | {u/s} |  |  |  | {u/s} |  |  | {u/s} | [5 empty] | {none} | [5 empty] | 80% |  | 2187.5 |  |  |  | 649.4
~100 rows of data
Pj63016 | ZW13 Eastway Zim I |  | {u/s} |  |  |  | {u/s} |  |  | {u/s} | [5 empty] | {none} | [5 empty] | 80% | [15 empty] | $m200.0 | 200 | 3.333
Notes:
This report has been produced exclusively for WolfeWare and must not be copied, forwarded or disclosed without Wiki-Solar's express written consent.
Key to abbreviations used in Wiki-Solar reports: | [18 empty] | Key to ratios and other derived data on the Technology sheet:
A | Aggregated portfolio of projects separately listed in this report. Exclude these rows from calculated subtotals, to prevent double-counting. | [19 empty] | Wp | Average solar module power; DC capacity of solar array in Wp ÷ number of modules
B | Built up from constituent projects or phases; or split down from portfolio or regional total. | [19 empty] | kVA | Average inverter capacity; Total system kVA ÷ number of inverters
C | Calculated from other known parameters and applicable regional ratios (e.g. performance ratio, average hectares/MWp). | [19 empty] | Chg | Nominal charge time; Storage capacity MWh ÷ DC capacity of solar system in MWp
D | Date is given to the nearest year or quarter or month; or derived from historical satellite images. | [19 empty] | D/Chg | Nominal discharge time; Storage capacity MWh ÷ Nominal battery power in MW
E | Estimated figure or location, or data provided by sources not involved in the project. | [19 empty] | P.R. | Performance ratio; Rated capacity of solar system MWac ÷ DC capacity of solar array MWp
F | Forecast coming-online-date from project participants or other data sources. | [19 empty] | Yield | Annual energy yield; Output per annum MWh ÷ Rated capacity of solar system Mwac
M | Maps at Wiki-Solar.org show the site footprint; press the hyperlink on the right. | [19 empty] | Eq Hos | Equivalent houses / MW; Annual output per MWac ÷ Typical annual consumption per household
N | Note: The site footprint (above) is for a part of this project, or for the portfolio of which this is part. | [19 empty] | CO2 sv | Avoided CO2 / MWh; Typical emissions from traditional generation ÷ Electricity production MWh
P | Participants' web-links not all shown for multiple parties; refer to attached PDF report for full list. | [19 empty] | Eq Cars | Equivalent vehicles / tCO2; Avoided emissions tCO2 ÷ Typical annual emissions per vehicle
Q | Quit; participants listed as 'previously' have subsequently relinquished this role. | [19 empty] | Density | Hectares / MWp; Total site area Ha ÷ DC capacity of solar array MWp
R | Role is assumed based on participant's other involvement in the project. | [19 empty] | Build | Construction period; Coming online date (CoD) - Start of construction (ground-breaking)
T | Technology images are generic - not specific to this project. | [19 empty] | Life | Useful project life; Decommissioning date - Coming online date
U | Unreliable: Other entries in Wiki-Solar Database suggest this ratio, and therefore the parameters from which it derives, may be unreliable. | [19 empty] | Capex | Capital cost / MWac; Capital cost of the project ÷ Rated capacity Mwac
W | Web links are to third party websites, which may have subsequently been moved or closed (applies also to projects Website hyperlinks). | [19 empty] | Debt | Gearing ratio; Total finance from debt & other non-equity sources ÷ Total capital cost
[21 empty] | Tariff | Average energy price; Total tariff / electricity sales income ÷ Electricity delivered MWh
This report is based on the projects listed on Wiki-Solar's database at the time it was produced, 'errors and omissions excepted'. | [20 empty] | Pybk | Simple capital payback; Capital cost of the project ÷ Annual energy sales income
We do not warrant that it is complete, or that listed organisations will be suitable counter-parties for other projects.
The database comprises mainly projects of 4MWac and above.
Further details available on our website:
Notes: | https://www.wiki-solar.org/services/user-notes.htm
Maps: | https://www.wiki-solar.org/map/index.html
Ratios: | https://wiki-solar.org/analysis/ratios.html